## Intro to my Capstone Project.
MY CAPSTONE PROJECT- Integrated Electrical Maintainence Equipment Analysis (2018-2021)

## Expenditure raw (2018-2021)
Shopping Cart No | Department | Creator | Creation date | Type | Item No | Description | Unique Code | M/S | Mat Grp | Plant | Storage Loc | Pur Grp | Doc | Qty | Price (INR) | Total value (INR) | Required On Date | FOD No | FOD Item no | FOD Creation Date
1001651335 | 227-CRM - Electrical Maintenance | 153574-Pankaj Kumar | 2017-06-23 | RO | 1 | 3M White Sticker Board | 1551A0045 | M | 274 | 40 | CRE1 | 133 | NB | 100 FT2 | 324.5 | 32450 | 2018-06-08 | 4402060915 | 10 | 2017-06-27
1001783106 | 227-CRM - Electrical Maintenance | 504850-ANOOP RADHEYSHYAM PANDEY | 2018-01-11 | PR | 1 | PRESSURE SWITCH INDFOS B424S/0.24.0KG/ | 6124A0032 | M | 256 | 40 | CRE1 | 104 | NP | 15 NOS | 5500 | 82500 | 2019-01-12 | 970189240 | 10 | 2018-02-01
1001788595 | 227-CRM - Electrical Maintenance | 504850-ANOOP RADHEYSHYAM PANDEY | 2018-01-18 | PR | 1 | ENCODER;INCREMENTAL ROTARY ENCODER | 5508A0102 | M | 240 | 40 | CRE1 | 107 | NP | 2 NOS | 100000 | 200000 | 2018-04-11 | 970200394 | 10 | 2018-04-16
1001788595 | 227-CRM - Electrical Maintenance | 504850-ANOOP RADHEYSHYAM PANDEY | 2018-01-18 | PR | 2 | ENCODERENCODERPULSE GENERATORSUMTAKE | 5508A0038 | M | 238 | 40 | CRE1 | 107 | NP | 2 NOS | 396920 | 793840 | 2018-05-02 | 970200394 | 20 | 2018-04-16
1001788595 | 227-CRM - Electrical Maintenance | 504850-ANOOP RADHEYSHYAM PANDEY | 2018-01-18 | PR | 3 | ENCODER;INCREMENTAL ROTARY ENCODER | 5508A0103 | M | 240 | 40 | CRE1 | 107 | NP | 2 NOS | 100000 | 200000 | 2018-05-02 | 970200394 | 30 | 2018-04-16
1001788595 | 227-CRM - Electrical Maintenance | 504850-ANOOP RADHEYSHYAM PANDEY | 2018-01-18 | PR | 4 | ENCODER;INCREMENTAL ROTARY ENCODER | 5508A0107 | M | 240 | 40 | CRE1 | 107 | NP | 1 NOS | 390000 | 390000 | 2018-05-02 | 970200394 | 40 | 2018-04-16
1001788595 | 227-CRM - Electrical Maintenance | 504850-ANOOP RADHEYSHYAM PANDEY | 2018-01-18 | PR | 6 | ENCODER;INCREMENTAL ROTARY ENCODER | 5508A0101 | M | 240 | 40 | CRE1 | 107 | NP | 1 NOS | 700000 | 700000 | 2018-05-03 | 970200394 | 50 | 2018-04-16
1001797046 | 227-CRM - Electrical Maintenance | 149329-RAVI SHEKHAR | 2018-02-01 | PR | 1 | TOOTHED BELT HTS NO. 40102000 RADIOMETR | 5908A0458 | M | 205 | 40 | CRE1 | 101 | NP | 1 NOS | 209500 | 209500 | 2018-04-02 | 970190764 | 10 | 2018-02-12
1001803499 | 227-CRM - Electrical Maintenance | 504850-ANOOP RADHEYSHYAM PANDEY | 2018-02-10 | PR | 1 | ENCODER;RESOLVERTAMAGAWA SIEKI | 5508A0099 | M | 240 | 40 | CRE1 | 107 | NP | 1 NOS | 350000 | 350000 | 2019-02-14 | 970200399 | 10 | 2018-04-16
1001804892 | 227-CRM - Electrical Maintenance | 504850-ANOOP RADHEYSHYAM PANDEY | 2018-02-12 | PR | 1 | CNTRLR;CNC CONTROLLER 110 VACANALOG/DI | 5495A0178 | M | 240 | 40 | CRE1 | 101 | NB | 1 021 | 14000000 | 14000000 | 2018-04-10 | 920556930 | 10 | 2018-04-02
1001805964 | 227-CRM - Electrical Maintenance | 121461-R K Sachan | 2018-02-14 | PR | 1 | LV VFD;30KWFANTHREE415V6IGBT50HZ | 5625A0110 | M | 240 | 40 | CRE1 | 101 | NP | 10 NOS | 310000 | 3100000 | 2018-04-15 | 970218939 | 10 | 2018-08-17
1001805978 | 227-CRM - Electrical Maintenance | 504850-ANOOP RADHEYSHYAM PANDEY | 2018-02-14 | PR | 4 | SPECIAL MOTOR | 5924A0032 | M | 230 | 40 | CR01 | 107 | NP | 1 NOS | 186637.5 | 186637.5 | 2018-04-15 | 970200415 | 20 | 2018-04-16
1001806124 | 227-CRM - Electrical Maintenance | 121461-R K Sachan | 2018-02-14 | RO | 1 | SFTY GOGGLS;OVER GOGGLES2MM | 5385A0010 | M | 290 | 40 | CRE1 | 100 | NB | 10 NOS | 61 | 610 | 2018-05-17 | 4402757578 | 10 | 2018-02-15
1001811955 | 227-CRM - Electrical Maintenance | 504850-ANOOP RADHEYSHYAM PANDEY | 2018-02-22 | PR | 1 | FIELD SNSR;INFRARED TEMP SENSOR | 5700A0446 | M | 256 | 40 | CRE1 | 101 | NB | 20 SET | 18810 | 376200 | 2018-04-18 | 920546890 | 10 | 2018-03-02
1001814230 | 227-CRM - Electrical Maintenance | 154844-JEEVAN JYOTI JENA | 2018-02-26 | PR | 2 | RTD;PLATINUMPT100SIMPLEXCLASS B | 5649A0090 | M | 256 | 40 | CRE1 | 101 | NB | 10 NOS | 2000 | 20000 | 2018-04-27 | 920558207 | 20 | 2018-04-05
1001816827 | 227-CRM - Electrical Maintenance | 149329-RAVI SHEKHAR | 2018-03-01 | PR | 1 | CNTRLR;Temperature Controller | 5495A0120 | M | 240 | 40 | CRE1 | 101 | NP | 10 NOS | 36260 | 362600 | 2018-04-30 | 970205642 | 10 | 2018-05-22
1001818093 | 227-CRM - Electrical Maintenance | 154844-JEEVAN JYOTI JENA | 2018-03-05 | PR | 1 | CNTCR;65 AAC 3 110 VACPOWER 415 VA | 5890A0872 | M | 234 | 40 | CRE1 | 104 | NB | 2 NOS | 10000 | 20000 | 2018-04-04 | 920549938 | 10 | 2018-03-12
1001818997 | 227-CRM - Electrical Maintenance | 121461-R K Sachan | 2018-03-06 | PR | 1 | SPL MOTR;TR COOLING FAN FLAKT SOLYVENT | 5924A0345 | M | 230 | 40 | CRE1 | 101 | NP | 1 NOS | 400000 | 400000 | 2018-04-05 | 970228991 | 10 | 2018-10-26
1001819494 | 227-CRM - Electrical Maintenance | 149329-RAVI SHEKHAR | 2018-03-07 | PR | 1 | THYSTR;BIDIRECTIONAL PHASE CONTROLLED 0 | 5581A0068 | M | 239 | 40 | CRE1 | 101 | NP | 6 NOS | 30000 | 180000 | 2018-04-06 | 970205102 | 10 | 2018-05-18
1001819737 | 227-CRM - Electrical Maintenance | 121461-R K Sachan | 2018-03-07 | PR | 1 | AC MOTR;75 KW415 +/- 10% VSQUIRREL CAG | 5900A1931 | M | 230 | 40 | CRE1 | 101 | NB | 1 NOS | 125000 | 125000 | 2018-04-06 | 920550767 | 10 | 2018-03-14
1001819752 | 227-CRM - Electrical Maintenance | 149329-RAVI SHEKHAR | 2018-03-07 | PR | 1 | SPL TRF;WELDER WELDING TRANSFORMER TADA | 5925A0037 | M | 236 | 40 | CRE1 | 107 | NP | 1 . | 3208691.5 | 3208691.5 | 2018-11-02 | 970199523 | 10 | 2018-04-10
1001819753 | 227-CRM - Electrical Maintenance | 121461-R K Sachan | 2018-03-07 | PR | 1 | SLCTR SW;6 A3 POSITION 230 VYES | 5641A0148 | M | 234 | 40 | CRE1 | 101 | NP | 8 NOS | 4500 | 36000 | 2018-04-06 | 970205641 | 10 | 2018-05-22
1001819766 | 227-CRM - Electrical Maintenance | 121461-R K Sachan | 2018-03-07 | PR | 1 | PWR DSTBN PNL;SPARK PLUG CONNECTOR BER | 6028A0148 | M | 231 | 40 | CRE1 | 101 | NP | 200 NOS | 600 | 120000 | 2018-04-06 | 970205639 | 10 | 2018-05-22
1001820430 | 227-CRM - Electrical Maintenance | 504850-ANOOP RADHEYSHYAM PANDEY | 2018-03-08 | PR | 1 | SW GR&CB SPRMOTION DETECTORTHEBENASSE | 5872A1286 | M | 234 | 40 | CRE1 | 101 | NP | 3 SET | 45000 | 135000 | 2018-04-26 | 970200414 | 10 | 2018-04-16
1001820432 | 227-CRM - Electrical Maintenance | 504850-ANOOP RADHEYSHYAM PANDEY | 2018-03-08 | PR | 1 | SPL TOOLS;SOCKET WRENCH1500ES-2133 | 5766A0317 | M | 295 | 40 | CRE1 | 104 | NP | 2 SET | 6500 | 13000 | 2018-04-07 | 970200420 | 10 | 2018-04-16
1001820432 | 227-CRM - Electrical Maintenance | 504850-ANOOP RADHEYSHYAM PANDEY | 2018-03-08 | PR | 2 | SPL TOOLS;SOCKET SET 1/4 (BOX) | 5766A0318 | M | 295 | 40 | CRE1 | 101 | NP | 1 SET | 25500 | 25500 | 2018-04-07 | 970200419 | 10 | 2018-04-16
1001820432 | 227-CRM - Electrical Maintenance | 504850-ANOOP RADHEYSHYAM PANDEY | 2018-03-08 | PR | 3 | SPL TOOLS;SCREW DRIVER1500ES-ITX30 | 5766A0320 | M | 295 | 40 | CRE1 | 104 | NP | 1 SET | 32100 | 32100 | 2018-04-07 | 970200420 | 20 | 2018-04-16
1001820432 | 227-CRM - Electrical Maintenance | 504850-ANOOP RADHEYSHYAM PANDEY | 2018-03-08 | PR | 4 | SPL TOOLS;SCREW DRIVER1500ES-2150 PZ | 5766A0339 | M | 295 | 40 | CRE1 | 101 | NP | 2 SET | 4500 | 9000 | 2018-04-07 | 970200419 | 20 | 2018-04-16
1001820432 | 227-CRM - Electrical Maintenance | 504850-ANOOP RADHEYSHYAM PANDEY | 2018-03-08 | PR | 5 | SPL TOOLS;SCREW DRIVER1500ES-2163 TXB | 5766A0340 | M | 295 | 40 | CRE1 | 104 | NP | 2 SET | 4500 | 9000 | 2018-04-07 | 970200420 | 30 | 2018-04-16
1001820434 | 227-CRM - Electrical Maintenance | 504850-ANOOP RADHEYSHYAM PANDEY | 2018-03-08 | PR | 1 | INST SPR;TEMPERATURE & HUMIDITY TRANSMI | 5956A1168 | M | 256 | 40 | CRE1 | 101 | NP | 18 NOS | 5100 | 91800 | 2018-04-12 | 970200421 | 10 | 2018-04-16
1001820453 | 227-CRM - Electrical Maintenance | 149329-RAVI SHEKHAR | 2018-03-08 | PR | 1 | DRV SPR;POWER MODULESIEMENS | 5542A0706 | M | 240 | 40 | CRE1 | 101 | NP | 1 NOS | 585000 | 585000 | 2018-04-07 | 970205098 | 10 | 2018-05-18
1001821003 | 227-CRM - Electrical Maintenance | 121461-R K Sachan | 2018-03-08 | PR | 1 | SPL INST;RTD PT-100 3 WIRE SIMPLEX E | 6049A0077 | M | 256 | 40 | CRE1 | 101 | NB | 20 NOS | 1000 | 20000 | 2018-04-07 | 920548873 | 10 | 2018-03-08
1001821787 | 227-CRM - Electrical Maintenance | 162796-Tushar Kumar Chandra | 2018-03-09 | PR | 1 | GAS ANLYSR;H2S ANALYZER 0-25 mgm3ANALY | 5679A0038 | M | 256 | 40 | CRE1 | 101 | NB | 1 NOS | 4500000 | 4500000 | 2018-04-23 | 920559794 | 10 | 2018-04-10
1001821909 | 227-CRM - Electrical Maintenance | 154844-JEEVAN JYOTI JENA | 2018-03-09 | PR | 1 | RELAY;NUMERICALMOTOR PROTECTION+/-2% | 5607A0699 | M | 232 | 40 | CRE1 | 101 | NP | 4 NOS | 38000 | 152000 | 2018-04-08 | 970226167 | 10 | 2018-10-08
1001822013 | 227-CRM - Electrical Maintenance | 504850-ANOOP RADHEYSHYAM PANDEY | 2018-03-10 | PR | 1 | DTCTR MOTN;OPTICAL230VACCONTACT1NO | 5614A0001 | M | 240 | 40 | CRE1 | 104 | NB | 2 NOS | 24000 | 48000 | 2018-04-09 | 920549961 | 10 | 2018-03-12
1001822401 | 227-CRM - Electrical Maintenance | 504850-ANOOP RADHEYSHYAM PANDEY | 2018-03-10 | PR | 1 | SPL PIPE&ACCTUBENORGRENPART NO : PU05 | 5737A0132 | M | 281 | 40 | CRE1 | 100 | NP | 500 M | 70 | 35000 | 2018-04-20 | 970200403 | 10 | 2018-04-16
1001822401 | 227-CRM - Electrical Maintenance | 504850-ANOOP RADHEYSHYAM PANDEY | 2018-03-10 | PR | 2 | SPL PIPE&ACCSTRAIGHT CONNECTORNORGREN | 5737A0127 | M | 281 | 40 | CRE1 | 100 | NP | 200 NOS | 80 | 16000 | 2018-04-20 | 970200403 | 20 | 2018-04-16
1001822401 | 227-CRM - Electrical Maintenance | 504850-ANOOP RADHEYSHYAM PANDEY | 2018-03-10 | PR | 3 | SPL PIPE&ACCTUBENORGRENPART NO : PU05 | 5737A0131 | M | 281 | 40 | CRE1 | 100 | NP | 20 NOS | 2100 | 42000 | 2018-04-20 | 970200403 | 30 | 2018-04-16
1001822401 | 227-CRM - Electrical Maintenance | 504850-ANOOP RADHEYSHYAM PANDEY | 2018-03-10 | PR | 4 | SPL PIPE&ACCSTRAIGHT CONNECTORNORGREN | 5737A0126 | M | 281 | 40 | CRE1 | 100 | NP | 200 NOS | 85 | 17000 | 2018-04-20 | 970200403 | 40 | 2018-04-16
1001822510 | 227-CRM - Electrical Maintenance | 153574-Pankaj Kumar | 2018-03-10 | PR | 1 | IND LAMP;RED 230 VACINDICATION LAMP | 5868A0184 | M | 229 | 40 | CRE1 | 101 | NB | 40 NOS | 1000 | 40000 | 2018-04-09 | 920549989 | 10 | 2018-03-12
1001823439 | 227-CRM - Electrical Maintenance | 153574-Pankaj Kumar | 2018-03-12 | PR | 1 | WELDER FLEXIB COPP LINK MECHELONIC ENG | 5626A0285 | M | 236 | 40 | CRE1 | 101 | NP | 4 SET | 37000 | 148000 | 2018-04-11 | 970195796 | 10 | 2018-03-18
1001823439 | 227-CRM - Electrical Maintenance | 153574-Pankaj Kumar | 2018-03-12 | PR | 2 | SPL TRF;WELDER WELDING TRANSFORMER MEC | 5925A0038 | M | 236 | 40 | CRE1 | 101 | NP | 1 SET | 600000 | 600000 | 2018-04-11 | 970195796 | 20 | 2018-03-18
1001824520 | 227-CRM - Electrical Maintenance | 162796-Tushar Kumar Chandra | 2018-03-14 | PR | 1 | TEMP TRNTR;2 WIRE TEMPERATURE TRANSMITTE | 5593A0101 | M | 256 | 40 | CRE1 | 101 | NP | 3 NOS | 100000 | 300000 | 2018-06-12 | 970199622 | 10 | 2018-04-11
1001825737 | 227-CRM - Electrical Maintenance | 149329-RAVI SHEKHAR | 2018-03-15 | PR | 1 | LNGT TRF;7.5 KVADRY THREE 433 V2 | 5554A0041 | M | 236 | 40 | CRE1 | 104 | NB | 2 NOS | 40000 | 80000 | 2018-04-14 | 920559378 | 10 | 2018-04-09
1001825763 | 227-CRM - Electrical Maintenance | 149329-RAVI SHEKHAR | 2018-03-15 | PR | 1 | FUSE;HRC500A700V200KAYESAC | 5748A0561 | M | 225 | 40 | CRE1 | 101 | NP | 40 NOS | 2977.2 | 119088 | 2018-05-14 | 970231893 | 10 | 2018-11-15
1001825763 | 227-CRM - Electrical Maintenance | 149329-RAVI SHEKHAR | 2018-03-15 | PR | 2 | FUSE;HRC SEMICONDUCTOR630A690V200KA | 5748A0568 | M | 225 | 40 | CRE1 | 101 | NP | 20 NOS | 4000 | 80000 | 2018-05-14 | 970231893 | 20 | 2018-11-15
1001825763 | 227-CRM - Electrical Maintenance | 149329-RAVI SHEKHAR | 2018-03-15 | PR | 3 | FUSE;HRC SEMICONDUCTOR400A690V200KA | 5748A0570 | M | 225 | 40 | CRE1 | 101 | NP | 40 NOS | 3000 | 120000 | 2018-05-14 | 970231893 | 30 | 2018-11-15
1001825763 | 227-CRM - Electrical Maintenance | 149329-RAVI SHEKHAR | 2018-03-15 | PR | 4 | FUSE;HRC SEMICONDUCTOR1000A690V200KA | 5748A0571 | M | 225 | 40 | CRE1 | 101 | NP | 12 NOS | 5000 | 60000 | 2018-05-14 | 970231893 | 40 | 2018-11-15
1001825885 | 227-CRM - Electrical Maintenance | 154844-JEEVAN JYOTI JENA | 2018-03-15 | PR | 1 | SPL VALVE;GAS SAFETY VALVE KROMSCHRODER | 5791A1797 | M | 298 | 40 | CRE1 | 101 | NP | 1 NOS | 40000 | 40000 | 2018-05-14 | 970199624 | 10 | 2018-04-11
1001825885 | 227-CRM - Electrical Maintenance | 154844-JEEVAN JYOTI JENA | 2018-03-15 | PR | 2 | SPL VALVE;GAS SOLENOID VALVE KROMSCHROD | 5791A1798 | M | 298 | 40 | CRE1 | 101 | NP | 1 NOS | 40000 | 40000 | 2018-05-14 | 970199624 | 20 | 2018-04-11
1001826036 | 227-CRM - Electrical Maintenance | 154844-JEEVAN JYOTI JENA | 2018-03-15 | PR | 1 | FLW SWTCH;FLOW SWITCHSS 316L0-16BAR | 5601A0032 | M | 256 | 40 | CR01 | 104 | NB | 1 NOS | 30000 | 30000 | 2018-05-14 | 920551181 | 10 | 2018-03-15
1001826223 | 227-CRM - Electrical Maintenance | 152790-Sourabh Basu | 2018-03-15 | PR | 1 | CAPACITIVE AUTOWIDE SENSOR NIRECO CORPO | 5956A2188 | M | 256 | 40 | CRE1 | 107 | NP | 1 SET | 480000 | 480000 | 2018-04-30 | 970196290 | 10 | 2018-03-21
1001827073 | 227-CRM - Electrical Maintenance | 154844-JEEVAN JYOTI JENA | 2018-03-16 | PR | 1 | PR SW;DIAPHRAM 6-60 BARMICRO SWITCH | 5499A0236 | M | 256 | 40 | CRE1 | 104 | NB | 3 NOS | 13000 | 39000 | 2018-04-15 | 920553071 | 10 | 2018-03-21
1001827225 | 227-CRM - Electrical Maintenance | 504850-ANOOP RADHEYSHYAM PANDEY | 2018-03-16 | PR | 1 | SPL INST;RTD PT-100 3 WIRE SIMPLEX E | 6049A0077 | M | 256 | 40 | CRE1 | 104 | NB | 40 NOS | 1000 | 40000 | 2018-04-20 | 920553155 | 10 | 2018-03-21
1001827685 | 227-CRM - Electrical Maintenance | 149329-RAVI SHEKHAR | 2018-06-12 | PR | 1 | PROXIMITYINDUCTIVE SWITCH15MM10-30VI | 5885A0035 | M | 234 | 40 | CRE1 | 101 | NB | 40 NOS | 6000 | 240000 | 2018-05-12 | 920579028 | 10 | 2018-06-12
1001827685 | 227-CRM - Electrical Maintenance | 149329-RAVI SHEKHAR | 2018-06-12 | PR | 2 | PROXIMITYINDUCTIVE SWITCH15MM10-36VI | 5885A0043 | M | 234 | 40 | CRE1 | 101 | NB | 20 NOS | 5000 | 100000 | 2018-05-12 | 920579028 | 20 | 2018-06-12
1001827711 | 227-CRM - Electrical Maintenance | 149329-RAVI SHEKHAR | 2018-03-17 | PR | 1 | BATTERY;LITHIUM IONPOWER BACK UP3.6V | 5537A0145 | M | 221 | 40 | CRE1 | 104 | NP | 3 NOS | 1000 | 3000 | 2018-04-16 | 970228984 | 10 | 2018-10-26
1001827720 | 227-CRM - Electrical Maintenance | 149329-RAVI SHEKHAR | 2018-03-17 | PR | 1 | FIELD SNSR;PHOTO SENSORIFM10-36VDC | 5700A0633 | M | 256 | 40 | CRE1 | 101 | NP | 10 NOS | 12000 | 120000 | 2018-04-20 | 970214056 | 10 | 2018-07-16
1001827720 | 227-CRM - Electrical Maintenance | 149329-RAVI SHEKHAR | 2018-03-17 | PR | 2 | OPTL PHSNSR;SENSORLAZERRED10 TO 30 | 5940A0008 | M | 256 | 40 | CRE1 | 101 | NP | 20 NOS | 10000 | 200000 | 2018-04-20 | 970214056 | 20 | 2018-07-16
1001828511 | 227-CRM - Electrical Maintenance | 154844-JEEVAN JYOTI JENA | 2018-03-19 | PR | 1 | LEVEL SWITCH BESTA AG A 301 | 6129A0024 | M | 256 | 40 | CRE1 | 107 | NP | 1 NOS | 200000 | 200000 | 2018-06-17 | 970199625 | 10 | 2018-04-11
1001829012 | 227-CRM - Electrical Maintenance | 152790-Sourabh Basu | 2018-03-20 | PR | 1 | FLD SNSR;PROXIMITY SWITCH OMRON 12-24 | 5700A0912 | M | 256 | 40 | CRE1 | 101 | NP | 10 NOS | 8000 | 80000 | 2018-05-10 | 970212495 | 10 | 2018-07-05
1001829012 | 227-CRM - Electrical Maintenance | 152790-Sourabh Basu | 2018-03-20 | PR | 2 | SPL CBL;CABLE WITH CONNECTOR OMRON CON | 6045A0205 | M | 222 | 40 | CRE1 | 101 | NP | 20 NOS | 5000 | 100000 | 2018-05-10 | 970212495 | 20 | 2018-07-05
1001830407 | 227-CRM - Electrical Maintenance | 162796-Tushar Kumar Chandra | 2018-03-21 | PR | 1 | PLC;AUTOMATION CONTROLLER POWER SUPPLY | 5272A0039 | M | 240 | 40 | CRE1 | 101 | NB | 1 SET | 4500000 | 4500000 | 2018-06-19 | 920564304 | 10 | 2018-04-24
1001831432 | 227-CRM - Electrical Maintenance | 149329-RAVI SHEKHAR | 2018-03-22 | PR | 1 | SAFETY PROTECTOR THERMO FISHER SCIENTI | 5620A2675 | M | 240 | 40 | CRE1 | 104 | NP | 1 NOS | 42436.24 | 42436.24 | 2018-04-21 | 970205644 | 10 | 2018-05-22
1001831449 | 227-CRM - Electrical Maintenance | 149329-RAVI SHEKHAR | 2018-03-22 | PR | 1 | E-SATHERM PLATE SKPL SU/SP0010/010 | 5525A0072 | M | 226 | 40 | CRE1 | 101 | NP | 75 NOS | 2500 | 187500 | 2018-04-21 | 970205103 | 10 | 2018-05-18
1001831461 | 227-CRM - Electrical Maintenance | 149329-RAVI SHEKHAR | 2018-03-22 | PR | 1 | SGNL ISLTR;ISOLATING AMPLIFIER 230 VAC | 5678A0052 | M | 240 | 40 | CRE1 | 104 | NP | 4 NOS | 12000 | 48000 | 2018-04-21 | 970205099 | 10 | 2018-05-18
1001831483 | 227-CRM - Electrical Maintenance | 149329-RAVI SHEKHAR | 2018-03-22 | PR | 1 | WRAP SEAL 200 MMPERMECEAL 25 MFIBREG | 6024A0021 | M | 202 | 40 | CRE1 | 104 | NP | 5 025 | 12000 | 60000 | 2018-04-21 | 970205104 | 10 | 2018-05-18
1001832980 | 227-CRM - Electrical Maintenance | 121461-R K Sachan | 2018-03-24 | PR | 1 | CONT BLK;ELECTRICAL PANELTEKNICNO1 | 5958A0019 | M | 234 | 40 | CRE1 | 104 | NB | 200 NOS | 40 | 8000 | 2018-04-23 | 920554791 | 10 | 2018-03-26
1001832980 | 227-CRM - Electrical Maintenance | 121461-R K Sachan | 2018-03-24 | PR | 2 | CONT BLK;ELECTRICAL PANELTEKNIC1NO | 5958A0027 | M | 234 | 40 | CRE1 | 104 | NB | 100 NOS | 40 | 4000 | 2018-04-23 | 920554791 | 20 | 2018-03-26
1001833136 | 227-CRM - Electrical Maintenance | 504850-ANOOP RADHEYSHYAM PANDEY | 2018-03-25 | PR | 1 | FIELD SNSR;INFRARED TEMP SENSOR | 5700A0446 | M | 256 | 40 | CRE1 | 101 | NP | 30 SET | 19200 | 576000 | 2018-04-15 | 970200411 | 10 | 2018-04-16
1001833935 | 227-CRM - Electrical Maintenance | 504850-ANOOP RADHEYSHYAM PANDEY | 2018-03-26 | PR | 1 | HND OPTD TRLY;200 KGMANUAL BALL BEARIN | 6036A0026 | M | 258 | 40 | CRE1 | 104 | NB | 2 NOS | 24000 | 48000 | 2018-04-25 | 920555132 | 10 | 2018-03-27
1001833939 | 227-CRM - Electrical Maintenance | 504850-ANOOP RADHEYSHYAM PANDEY | 2018-03-26 | PR | 1 | HND OPTD TRLY;200 KGMANUAL BALL BEARIN | 6036A0026 | M | 258 | 40 | CRE1 | 104 | NB | 4 NOS | 24500 | 98000 | 2018-04-30 | 920556940 | 10 | 2018-04-02
1001833971 | 227-CRM - Electrical Maintenance | 504850-ANOOP RADHEYSHYAM PANDEY | 2018-03-26 | PR | 1 | LASER SCANER CONFIGURATION CBL KEYENCE | 5956A2165 | M | 256 | 40 | CRE1 | 107 | NP | 2 NOS | 14000 | 28000 | 2018-04-05 | 970200412 | 10 | 2018-04-16
1001833971 | 227-CRM - Electrical Maintenance | 504850-ANOOP RADHEYSHYAM PANDEY | 2018-03-26 | PR | 2 | LASER SCANER KEYENCE LASER SZ-16V LAS | 5956A2166 | M | 256 | 40 | CRE1 | 107 | NP | 2 NOS | 186000 | 372000 | 2018-04-05 | 970200412 | 20 | 2018-04-16
1001833971 | 227-CRM - Electrical Maintenance | 504850-ANOOP RADHEYSHYAM PANDEY | 2018-03-26 | PR | 3 | LASER SCANER CABLE KEYENCE LASER SZ-16 | 5956A2167 | M | 256 | 40 | CRE1 | 107 | NP | 2 NOS | 18000 | 36000 | 2018-04-05 | 970200412 | 30 | 2018-04-16
1001833971 | 227-CRM - Electrical Maintenance | 504850-ANOOP RADHEYSHYAM PANDEY | 2018-03-26 | PR | 4 | LASER SCANER MOUNTING BRACKET KEYENCE | 5956A2168 | M | 256 | 40 | CRE1 | 107 | NP | 2 NOS | 18000 | 36000 | 2018-04-05 | 970200412 | 40 | 2018-04-16
1001833974 | 227-CRM - Electrical Maintenance | 504850-ANOOP RADHEYSHYAM PANDEY | 2018-03-26 | PR | 1 | SPL LGHT;LED TORCHNOYES4.5V | 5684A0070 | M | 229 | 40 | CR01 | 104 | NP | 18 NOS | 820 | 14760 | 2018-04-25 | 970200408 | 10 | 2018-04-16
1001833974 | 227-CRM - Electrical Maintenance | 504850-ANOOP RADHEYSHYAM PANDEY | 2018-03-26 | PR | 2 | SPL LGHT;HEAD LIGHT NO YES 4.5 V3 CE | 5684A0110 | M | 229 | 40 | CR01 | 104 | NP | 18 NOS | 1900 | 34200 | 2018-04-10 | 970200408 | 20 | 2018-04-16
1001833975 | 227-CRM - Electrical Maintenance | 504850-ANOOP RADHEYSHYAM PANDEY | 2018-03-26 | PR | 1 | RADIO REMOTE CONTROLLER;RADIO FREQUENCY | 6033A0004 | M | 241 | 40 | CRE1 | 101 | NP | 2 NOS | 420000 | 840000 | 2018-04-30 | 970200404 | 10 | 2018-04-16
1001834189 | 227-CRM - Electrical Maintenance | 504850-ANOOP RADHEYSHYAM PANDEY | 2018-03-27 | PR | 1 | CHEM HNDGLOVE;LABORATORY PURPOSE | 5769A0002 | M | 290 | 40 | CRE1 | 104 | NB | 400 SET | 115 | 46000 | 2018-04-27 | 920555172 | 10 | 2018-03-27
1001834195 | 227-CRM - Electrical Maintenance | 504850-ANOOP RADHEYSHYAM PANDEY | 2018-03-27 | PR | 1 | PROXMTY;MAGNETIC SWITCH10MM | 5885A0297 | M | 234 | 40 | CRE1 | 107 | NP | 3 NOS | 25000 | 75000 | 2018-04-30 | 970200397 | 10 | 2018-04-16
1001834195 | 227-CRM - Electrical Maintenance | 504850-ANOOP RADHEYSHYAM PANDEY | 2018-03-27 | PR | 2 | PROXMTY;EZ-30M10 MM 0.39 +/-10%MM | 5885A0296 | M | 234 | 40 | CR01 | 107 | NP | 3 NOS | 25000 | 75000 | 2018-04-30 | 970200397 | 20 | 2018-04-16
1001835329 | 227-CRM - Electrical Maintenance | 152790-Sourabh Basu | 2018-03-28 | PR | 1 | X-RAY THICKNESS GAUGE TOSHIBA COPORATIO | 5956A2229 | M | 256 | 40 | CRE1 | 107 | NP | 1 NOS | 11500000 | 11500000 | 2018-08-31 | 970201559 | 10 | 2018-04-24
1001837198 | 227-CRM - Electrical Maintenance | 504850-ANOOP RADHEYSHYAM PANDEY | 2018-03-30 | PR | 1 | AC MOTR;22 KW415 +/- 10% VSQUIRREL CAGE | 5900A1962 | M | 230 | 40 | CRE1 | 101 | NB | 1 NOS | 90000 | 90000 | 2018-04-29 | 920568862 | 10 | 2018-05-08
1001837198 | 227-CRM - Electrical Maintenance | 504850-ANOOP RADHEYSHYAM PANDEY | 2018-03-30 | PR | 2 | AC MOTR;22 KW415 +/- 10% VSQUIRREL CAGE | 5900A1963 | M | 230 | 40 | CRE1 | 101 | NB | 1 NOS | 90000 | 90000 | 2018-04-29 | 920568862 | 20 | 2018-05-08
1001837214 | 227-CRM - Electrical Maintenance | 504850-ANOOP RADHEYSHYAM PANDEY | 2018-03-30 | PR | 1 | FIELD SNSR;LASERLEUZE ELECTRONIC24VDC | 5700A0582 | M | 256 | 40 | CRE1 | 101 | NP | 15 NOS | 31000 | 465000 | 2018-04-29 | 970200395 | 10 | 2018-04-16
1001837239 | 227-CRM - Electrical Maintenance | 504850-ANOOP RADHEYSHYAM PANDEY | 2018-03-30 | PR | 1 | PNL;CONTROL DESK THREE 415 VMCCB FLO | 5964A0076 | M | 231 | 40 | CRE1 | 101 | NP | 2 NOS | 90000 | 180000 | 2018-04-30 | 970200407 | 10 | 2018-04-16
1001837239 | 227-CRM - Electrical Maintenance | 504850-ANOOP RADHEYSHYAM PANDEY | 2018-03-30 | PR | 2 | EL CNCTR;HEAVY DUTY POWER CONNECTOR COI | 5615A0128 | M | 239 | 40 | CRE1 | 101 | NP | 3 NOS | 8000 | 24000 | 2018-04-30 | 970200407 | 20 | 2018-04-16
1001837416 | 227-CRM - Electrical Maintenance | 152790-Sourabh Basu | 2018-03-30 | RO | 1 | Antifog goggles | 0150A0068 | M | 290 | 40 | CRE1 | 171 | NB | 1 NOS | 186 | 186 | 2018-04-12 | 4402910877 | 10 | 2018-03-30
1001837938 | 227-CRM - Electrical Maintenance | 149329-RAVI SHEKHAR | 2018-03-31 | RO | 1 | Antifog goggles | 0150A0068 | M | 290 | 40 | CRE1 | 171 | NB | 50 NOS | 186 | 9300 | 2018-04-02 | 4402921232 | 10 | 2018-04-02
1001837947 | 227-CRM - Electrical Maintenance | 149329-RAVI SHEKHAR | 2018-03-31 | PR | 1 | LT CBL;6 1.5 MM2COPPER PVC INSULAT | 5717A0730 | M | 222 | 40 | CRE1 | 101 | NB | 2500 M | 200 | 500000 | 2018-04-30 | 920571483 | 10 | 2018-05-16
1001838064 | 227-CRM - Electrical Maintenance | 504850-ANOOP RADHEYSHYAM PANDEY | 2018-04-02 | PR | 1 | LASER SCANER KEYENCE LASER SZ-16V LAS | 5956A2169 | M | 256 | 40 | CRE1 | 101 | NP | 1 NOS | 165000 | 165000 | 2018-04-12 | 970212494 | 10 | 2018-07-05
1001838188 | 227-CRM - Electrical Maintenance | 121461-R K Sachan | 2018-04-02 | RO | 1 | N/W PD LIU;FIBRE SM/MMSC/ST | 5344A0003 | M | 212 | 40 | CRE1 | 121 | NB | 3 NOS | 2625 | 7875 | 2018-04-04 | 4402921311 | 10 | 2018-04-02
1001838188 | 227-CRM - Electrical Maintenance | 121461-R K Sachan | 2018-04-02 | RO | 2 | N/W PD PGTAIL;FIBER MULTIMODESC | 5422A0004 | M | 212 | 40 | CRE1 | 121 | NB | 42 NOS | 241 | 10122 | 2018-04-04 | 4402921311 | 20 | 2018-04-02
1001838188 | 227-CRM - Electrical Maintenance | 121461-R K Sachan | 2018-04-02 | RO | 3 | N/W PD CPLR;FIBER MULTIMODE | 5443A0010 | M | 212 | 40 | CRE1 | 121 | NB | 42 PCE | 135 | 5670 | 2018-04-04 | 4402921311 | 30 | 2018-04-02
1001838188 | 227-CRM - Electrical Maintenance | 121461-R K Sachan | 2018-04-02 | RO | 4 | N/W PD COTR PNL;FIBRE SM/MM | 5446A0002 | M | 212 | 40 | CRE1 | 121 | NB | 7 NOS | 98 | 686 | 2018-04-04 | 4402921311 | 40 | 2018-04-02
1001839980 | 227-CRM - Electrical Maintenance | 504850-ANOOP RADHEYSHYAM PANDEY | 2018-04-04 | PR | 1 | SLDRNG WIRE;SOLDERING WIRE18SWG | 5172A0001 | M | 301 | 40 | CRE1 | 104 | NB | 3 PAK | 1300 | 3900 | 2018-04-25 | 920557709 | 10 | 2018-04-04
1001839980 | 227-CRM - Electrical Maintenance | 504850-ANOOP RADHEYSHYAM PANDEY | 2018-04-04 | PR | 2 | SLDRN STN SPR0.4 MM SOLDERING IRON TIP | 5538A0001 | M | 240 | 40 | CRE1 | 101 | NB | 2 NOS | 3500 | 7000 | 2018-04-25 | 920557710 | 10 | 2018-04-04
1001839980 | 227-CRM - Electrical Maintenance | 504850-ANOOP RADHEYSHYAM PANDEY | 2018-04-04 | PR | 3 | SLDRN STN SPRDE SOLDERING GUN544516RS | 5538A0010 | M | 239 | 40 | CRE1 | 101 | NB | 1 NOS | 4000 | 4000 | 2018-04-25 | 920557708 | 10 | 2018-04-04
1001839980 | 227-CRM - Electrical Maintenance | 504850-ANOOP RADHEYSHYAM PANDEY | 2018-04-04 | PR | 5 | LAB APPRTS;SOLDERING IRON KITN/A | 5863A0140 | M | 257 | 40 | CRE1 | 101 | NB | 1 SET | 35000 | 35000 | 2018-04-25 | 920557711 | 10 | 2018-04-04
1001840192 | 227-CRM - Electrical Maintenance | 154844-JEEVAN JYOTI JENA | 2018-04-04 | PR | 1 | CONDUCTORFLAT STRIPGALVANISED IRON25M | 5849A0014 | M | 223 | 40 | CRE1 | 104 | NB | 180 M | 70 | 12600 | 2018-05-04 | 920558513 | 10 | 2018-04-06
1001840192 | 227-CRM - Electrical Maintenance | 154844-JEEVAN JYOTI JENA | 2018-04-04 | PR | 2 | CONDUCTORFLAT STRIPGALVANISED IRON50M | 5849A0016 | M | 223 | 40 | CRE1 | 104 | NB | 180 M | 195 | 35100 | 2018-05-04 | 920558513 | 20 | 2018-04-06
1001840639 | 227-CRM - Electrical Maintenance | 504850-ANOOP RADHEYSHYAM PANDEY | 2018-04-04 | PR | 3 | PRESSURE SWITCH INDFOS B424SPT/0.2-42K | 6124A0094 | M | 256 | 40 | CRE1 | 104 | NB | 7 NOS | 6500 | 45500 | 2018-04-25 | 920558182 | 10 | 2018-04-05
1001840946 | 227-CRM - Electrical Maintenance | 162796-Tushar Kumar Chandra | 2018-04-05 | PR | 1 | SMART PRESSURE TRANSMITTER ROSEMOUNT 2 | 6124A0095 | M | 256 | 40 | CRE1 | 101 | NP | 3 NOS | 108000 | 324000 | 2018-06-04 | 970210307 | 10 | 2018-06-21
1001841233 | 227-CRM - Electrical Maintenance | 504850-ANOOP RADHEYSHYAM PANDEY | 2018-04-05 | PR | 1 | BRAKE CONTROLLER HITACHI HITACHI MS1 | 5521A0268 | M | 237 | 40 | CRE1 | 107 | NP | 1 NOS | 220000 | 220000 | 2018-10-02 | 970212500 | 10 | 2018-07-05
1001841233 | 227-CRM - Electrical Maintenance | 504850-ANOOP RADHEYSHYAM PANDEY | 2018-04-05 | PR | 2 | BRAKE CONTROLLER HITACHI HITACHI LS26 | 5521A0290 | M | 237 | 40 | CRE1 | 107 | NP | 1 NOS | 220000 | 220000 | 2018-10-02 | 970212500 | 20 | 2018-07-05
1001841233 | 227-CRM - Electrical Maintenance | 504850-ANOOP RADHEYSHYAM PANDEY | 2018-04-05 | PR | 3 | BRAKE CONTROLLER HITACHI HITACHI LS63 | 5521A0293 | M | 237 | 40 | CRE1 | 107 | NP | 1 NOS | 220000 | 220000 | 2018-10-02 | 970212500 | 30 | 2018-07-05
1001841233 | 227-CRM - Electrical Maintenance | 504850-ANOOP RADHEYSHYAM PANDEY | 2018-04-05 | PR | 4 | BRAKE CONTROLLER HITACHI HITACHI LS40 | 5521A0294 | M | 237 | 40 | CRE1 | 107 | NP | 1 NOS | 220000 | 220000 | 2018-10-02 | 970212500 | 40 | 2018-07-05
1001841233 | 227-CRM - Electrical Maintenance | 504850-ANOOP RADHEYSHYAM PANDEY | 2018-04-05 | PR | 5 | BRAKE CONTROLLER HITACHI HITACHI LS33 | 5521A0295 | M | 237 | 40 | CRE1 | 107 | NP | 1 NOS | 220000 | 220000 | 2018-10-02 | 970212500 | 50 | 2018-07-05
1001841233 | 227-CRM - Electrical Maintenance | 504850-ANOOP RADHEYSHYAM PANDEY | 2018-04-05 | PR | 6 | BRAKE CONTROLLER HITACHI HITACHI LS40 | 5521A0296 | M | 237 | 40 | CRE1 | 107 | NP | 1 NOS | 220000 | 220000 | 2018-10-02 | 970212500 | 60 | 2018-07-05
1001841367 | 227-CRM - Electrical Maintenance | 149329-RAVI SHEKHAR | 2018-04-05 | PR | 1 | SLDRNG WIRE;SOLDERING WIRE18SWG | 5172A0002 | M | 301 | 40 | CRE1 | 104 | NB | 10 PAK | 500 | 5000 | 2018-05-05 | 920558199 | 10 | 2018-04-05
1001841367 | 227-CRM - Electrical Maintenance | 149329-RAVI SHEKHAR | 2018-04-05 | PR | 2 | SLDRNG STNPRINTED CIRCUIT BOARD25W230 | 5489A0003 | M | 239 | 40 | CRE1 | 104 | NB | 3 NOS | 2300 | 6900 | 2018-05-05 | 920558198 | 10 | 2018-04-05
1001841380 | 227-CRM - Electrical Maintenance | 504850-ANOOP RADHEYSHYAM PANDEY | 2018-04-05 | PR | 1 | MCCB6.3A3415V50KAAC50HZ0 (NO+NC) | 5509A0214 | M | 234 | 40 | CRE1 | 101 | NP | 3 NOS | 7500 | 22500 | 2018-04-30 | 970212487 | 10 | 2018-07-05
1001841380 | 227-CRM - Electrical Maintenance | 504850-ANOOP RADHEYSHYAM PANDEY | 2018-04-05 | PR | 2 | MCCB;80A3690V50KAAC50HZ2NO+2NC | 5509A0352 | M | 234 | 40 | CRE1 | 101 | NP | 2 NOS | 30000 | 60000 | 2018-05-05 | 970212487 | 20 | 2018-07-05
1001841380 | 227-CRM - Electrical Maintenance | 504850-ANOOP RADHEYSHYAM PANDEY | 2018-04-05 | PR | 3 | MCCB;25A3690V50KAAC50HZ2NO+2NC | 5509A0353 | M | 234 | 40 | CRE1 | 101 | NP | 5 NOS | 30000 | 150000 | 2018-05-05 | 970212487 | 30 | 2018-07-05
1001841380 | 227-CRM - Electrical Maintenance | 504850-ANOOP RADHEYSHYAM PANDEY | 2018-04-05 | PR | 4 | MCCB;50A3690V50KAAC50HZ2NO+2NC | 5509A0354 | M | 234 | 40 | CRE1 | 101 | NP | 5 NOS | 30000 | 150000 | 2018-04-25 | 970212487 | 40 | 2018-07-05
1001841380 | 227-CRM - Electrical Maintenance | 504850-ANOOP RADHEYSHYAM PANDEY | 2018-04-05 | PR | 5 | MCCB;150A3690V50KAAC50HZ2NO+2NC | 5509A0355 | M | 234 | 40 | CRE1 | 101 | NP | 1 NOS | 30000 | 30000 | 2018-04-25 | 970212487 | 50 | 2018-07-05
1001841380 | 227-CRM - Electrical Maintenance | 504850-ANOOP RADHEYSHYAM PANDEY | 2018-04-05 | PR | 6 | MCCB;12.5A3415V50KAAC50HZ2NO+1NC | 5509A0363 | M | 234 | 40 | CRE1 | 101 | NP | 3 NOS | 7500 | 22500 | 2018-04-25 | 970212487 | 60 | 2018-07-05
1001841380 | 227-CRM - Electrical Maintenance | 504850-ANOOP RADHEYSHYAM PANDEY | 2018-04-05 | PR | 7 | MCCB;2.5 A3 415 V50 KAAC 50 HZ2NO+ | 5509A0505 | M | 234 | 40 | CRE1 | 101 | NP | 1 NOS | 8000 | 8000 | 2018-04-15 | 970212487 | 70 | 2018-07-05
1001841380 | 227-CRM - Electrical Maintenance | 504850-ANOOP RADHEYSHYAM PANDEY | 2018-04-05 | PR | 8 | SW GR&CB SPRAUX CONTACTMERLIN GERINMC | 5872A1345 | M | 234 | 40 | CRE1 | 101 | NP | 10 NOS | 16000 | 160000 | 2018-05-05 | 970212487 | 80 | 2018-07-05
1001841380 | 227-CRM - Electrical Maintenance | 504850-ANOOP RADHEYSHYAM PANDEY | 2018-04-05 | PR | 9 | SW GR&CB SPREARTH LEAKAGE MODULESCNEDR | 5872A1690 | M | 234 | 40 | CRE1 | 101 | NP | 5 NOS | 22000 | 110000 | 2018-05-05 | 970212487 | 90 | 2018-07-05
1001841683 | 227-CRM - Electrical Maintenance | 149329-RAVI SHEKHAR | 2018-04-05 | PR | 1 | FIRWAL;FORTIGATE 100E SERIES FORTINATE | 6017A0017 | M | 212 | 40 | CRE1 | 121 | NP | 9 NOS | 135500 | 1219500 | 2018-05-05 | 970205524 | 10 | 2018-05-21
1001841835 | 227-CRM - Electrical Maintenance | 504850-ANOOP RADHEYSHYAM PANDEY | 2018-04-06 | PR | 1 | XRAY GAUGE COOLER UNIT INR24259X45 SMC | 5778A1588 | M | 299 | 40 | CRE1 | 101 | NP | 1 NOS | 1300000 | 1300000 | 2018-06-05 | 970212488 | 10 | 2018-07-05
1001841846 | 227-CRM - Electrical Maintenance | 504850-ANOOP RADHEYSHYAM PANDEY | 2018-04-06 | RO | 1 | SWTCH NTWRK;1000MBPS81000 MBPS FIBER | 5437A0016 | M | 212 | 40 | CRE1 | 121 | NB | 1 NOS | 39666 | 39666 | 2018-04-15 | 4402935178 | 10 | 2018-04-06
1001841846 | 227-CRM - Electrical Maintenance | 504850-ANOOP RADHEYSHYAM PANDEY | 2018-04-06 | RO | 2 | N/W PASSIVE DEVICE CAT 6 CABLE | 6006A0001 | M | 212 | 40 | CRE1 | 121 | NB | 1 RLL | 5813 | 5813 | 2018-04-15 | 4402935178 | 20 | 2018-04-06
1001841846 | 227-CRM - Electrical Maintenance | 504850-ANOOP RADHEYSHYAM PANDEY | 2018-04-06 | RO | 3 | N/W PD COTR PNL;FIBRE SM/MM | 5446A0002 | M | 212 | 40 | CRE1 | 121 | NB | 10 NOS | 98 | 980 | 2018-04-15 | 4402935178 | 30 | 2018-04-06
1001842196 | 227-CRM - Electrical Maintenance | 149329-RAVI SHEKHAR | 2018-04-06 | PR | 1 | DRIV SPR;RELAY MODULEHITACHI | 5542A1093 | M | 240 | 40 | CRE1 | 104 | NP | 6 NOS | 8500 | 51000 | 2018-05-06 | 970205640 | 10 | 2018-05-22
1001842196 | 227-CRM - Electrical Maintenance | 149329-RAVI SHEKHAR | 2018-04-06 | PR | 2 | RELAY;AUXILIARY RELAYGENERAL PURPOSE | 5607A0691 | M | 232 | 40 | CRE1 | 104 | NP | 2 NOS | 1200 | 2400 | 2018-05-06 | 970205640 | 20 | 2018-05-22
1001842196 | 227-CRM - Electrical Maintenance | 149329-RAVI SHEKHAR | 2018-04-06 | PR | 3 | RELAY;AUXILIARY RELAYGENERAL PURPOSE | 5607A0692 | M | 232 | 40 | CRE1 | 104 | NP | 2 NOS | 1300 | 2600 | 2018-05-06 | 970205640 | 30 | 2018-05-22
1001842236 | 227-CRM - Electrical Maintenance | 149329-RAVI SHEKHAR | 2018-04-06 | PR | 1 | FIELD SNSR;INFRARED TEMP SENSOR | 5700A0446 | M | 256 | 40 | CRE1 | 101 | NB | 10 SET | 18810 | 188100 | 2018-05-05 | 920559604 | 10 | 2018-04-10
1001842244 | 227-CRM - Electrical Maintenance | 149329-RAVI SHEKHAR | 2018-04-06 | PR | 1 | BATTERY MITSUBISHI ELECTRIC Q6BAT LAT | 5620A2332 | M | 240 | 40 | CRE1 | 104 | NP | 2 NOS | 5000 | 10000 | 2018-05-06 | 970205645 | 10 | 2018-05-22
1001842244 | 227-CRM - Electrical Maintenance | 149329-RAVI SHEKHAR | 2018-04-06 | PR | 2 | SRAM CARD BATTERY MITSUBISHI ELECTRIC | 5620A2655 | M | 240 | 40 | CRE1 | 104 | NP | 2 NOS | 1200 | 2400 | 2018-05-06 | 970205645 | 20 | 2018-05-22
1001843199 | 227-CRM - Electrical Maintenance | 153574-Pankaj Kumar | 2018-04-07 | PR | 1 | CONT BLK;ELECTRICAL PANELTEKNICNO1 | 5958A0019 | M | 234 | 40 | CRE1 | 104 | NB | 200 NOS | 38 | 7600 | 2018-05-07 | 920560076 | 10 | 2018-04-11
1001843199 | 227-CRM - Electrical Maintenance | 153574-Pankaj Kumar | 2018-04-07 | PR | 2 | CONT BLK;ELECTRICAL PANELTEKNIC1NO | 5958A0027 | M | 234 | 40 | CRE1 | 104 | NB | 100 NOS | 38 | 3800 | 2018-05-07 | 920560076 | 20 | 2018-04-11
1001843337 | 227-CRM - Electrical Maintenance | 121461-R K Sachan | 2018-04-09 | RO | 1 | PROGRAMMABLE HOOTER WITH FLASHER | 0367A0053 | M | 233 | 40 | CR01 | 101 | NB | 5 NOS | 3505.26 | 17526.3 | 2018-04-30 | 4402953395 | 10 | 2018-04-11
1001843919 | 227-CRM - Electrical Maintenance | 154844-JEEVAN JYOTI JENA | 2018-04-09 | PR | 1 | CNDTR;CONVENTIONAL LIGHTNING ARRESTE CO | 5849A0051 | M | 223 | 40 | CRE1 | 104 | NB | 2 NOS | 10000 | 20000 | 2018-06-08 | 920559697 | 10 | 2018-04-10
1001844190 | 227-CRM - Electrical Maintenance | 153574-Pankaj Kumar | 2018-04-09 | PR | 1 | SEMI FUSE20A1KV125KAYES78.5 X 60 X | 5748A0109 | M | 225 | 40 | CRE1 | 101 | NP | 16 NOS | 1000 | 16000 | 2018-05-09 | 970210087 | 10 | 2018-06-20
1001844190 | 227-CRM - Electrical Maintenance | 153574-Pankaj Kumar | 2018-04-09 | PR | 2 | SEMI FUSE50A660V200KASIZE 000ACNO | 5748A0125 | M | 225 | 40 | CRE1 | 101 | NP | 8 NOS | 1200 | 9600 | 2018-05-09 | 970210087 | 20 | 2018-06-20
1001844190 | 227-CRM - Electrical Maintenance | 153574-Pankaj Kumar | 2018-04-09 | PR | 3 | FUSE;HRC SEMICONDUCTOR630A690V100KA | 5748A0564 | M | 225 | 40 | CR01 | 101 | NP | 8 NOS | 5000 | 40000 | 2018-05-09 | 970210087 | 30 | 2018-06-20
1001844190 | 227-CRM - Electrical Maintenance | 153574-Pankaj Kumar | 2018-04-09 | PR | 5 | FUSE;CARTRIDGE AC 690 V1250 A200 KA | 5748A0882 | M | 225 | 40 | CRE1 | 101 | NP | 12 NOS | 6000 | 72000 | 2018-05-09 | 970210087 | 40 | 2018-06-20
1001844203 | 227-CRM - Electrical Maintenance | 153574-Pankaj Kumar | 2018-04-09 | PR | 1 | FUSE;CARTRIDGE AC 690 V25 A71 KAYES | 5748A0881 | M | 225 | 40 | CRE1 | 101 | NP | 12 NOS | 3000 | 36000 | 2018-05-09 | 970210091 | 10 | 2018-06-20
1001844203 | 227-CRM - Electrical Maintenance | 153574-Pankaj Kumar | 2018-04-09 | PR | 2 | FUSE;HRC AC 500 V50 A125 KAYES NO | 5748A0883 | M | 225 | 40 | CRE1 | 101 | NP | 12 NOS | 3000 | 36000 | 2018-05-09 | 970210091 | 20 | 2018-06-20
1001844641 | 227-CRM - Electrical Maintenance | 121461-R K Sachan | 2018-04-10 | PR | 1 | SPL INST;THERMOSTAT 70 DEGREE CENTIGRA | 6049A0082 | M | 256 | 40 | CRE1 | 101 | NB | 20 NOS | 2000 | 40000 | 2018-05-10 | 920560105 | 10 | 2018-04-11
1001845062 | 227-CRM - Electrical Maintenance | 154844-JEEVAN JYOTI JENA | 2018-04-10 | PR | 1 | SAFE;LV ARC FLASH JACKETXLBLUE | 5854A0020 | M | 290 | 40 | CRE1 | 104 | NB | 1 NOS | 800 | 800 | 2018-05-03 | 920560100 | 10 | 2018-04-11
1001845062 | 227-CRM - Electrical Maintenance | 154844-JEEVAN JYOTI JENA | 2018-04-10 | PR | 2 | SAFE;LV ARC FLASH JACKETLBLUE | 5854A0021 | M | 290 | 40 | CRE1 | 104 | NB | 4 NOS | 800 | 3200 | 2018-05-03 | 920560100 | 20 | 2018-04-11
1001845062 | 227-CRM - Electrical Maintenance | 154844-JEEVAN JYOTI JENA | 2018-04-10 | PR | 3 | SAFE;LV ARC FLASH JACKETMBLUE | 5854A0022 | M | 290 | 40 | CRE1 | 104 | NB | 8 NOS | 800 | 6400 | 2018-05-03 | 920560100 | 30 | 2018-04-11
1001845062 | 227-CRM - Electrical Maintenance | 154844-JEEVAN JYOTI JENA | 2018-04-10 | PR | 4 | SAFE;LV ARC FLASH JACKETSBLUE | 5854A0023 | M | 290 | 40 | CRE1 | 104 | NB | 3 NOS | 800 | 2400 | 2018-05-03 | 920560100 | 40 | 2018-04-11
1001845111 | 227-CRM - Electrical Maintenance | 152790-Sourabh Basu | 2018-04-10 | PR | 1 | POWER SUPPLY HSC200 POWER SUPPLY HIT | 5540A1467 | M | 240 | 40 | CRE1 | 101 | NP | 10 NOS | 150000 | 1500000 | 2018-05-10 | 970199875 | 10 | 2018-04-12
1001846007 | 227-CRM - Electrical Maintenance | 149329-RAVI SHEKHAR | 2018-04-11 | RO | 1 | 1250A ACB C-Power | 0853A4860 | M | 234 | 40 | CRE1 | 101 | NB | 1 NOS | 235258.1 | 235258.1 | 2018-04-13 | 4403130281 | 10 | 2018-05-30
1001846007 | 227-CRM - Electrical Maintenance | 149329-RAVI SHEKHAR | 2018-04-11 | RO | 2 | 250A 3 Pole MCCB /E/NBM | 1013A0132 | M | 231 | 40 | CRE1 | 101 | NB | 2 NOS | 28724.85 | 57449.7 | 2018-04-13 | 4403130281 | 20 | 2018-05-30
1001847112 | 227-CRM - Electrical Maintenance | 153574-Pankaj Kumar | 2018-04-12 | RO | 1 | PROGRAMMABLE HOOTER WITH FLASHER | 0367A0053 | M | 233 | 40 | CR01 | 101 | NB | 5 NOS | 3505.26 | 17526.3 | 2018-04-30 | 4402971393 | 10 | 2018-04-16
1001847112 | 227-CRM - Electrical Maintenance | 153574-Pankaj Kumar | 2018-04-12 | RO | 2 | SAFETY ALARM FOR CRANE | 0367A0152 | M | 233 | 40 | 227R | 101 | NB | 10 NOS | 685.26 | 6852.6 | 2018-04-30 | 4402971393 | 20 | 2018-04-16
1001848433 | 227-CRM - Electrical Maintenance | 504850-ANOOP RADHEYSHYAM PANDEY | 2018-04-15 | PR | 1 | PURGE SET SOLENOID VALVE 23 CKD CORPOR | 5956A1952 | M | 256 | 40 | CRE1 | 107 | NP | 4 NOS | 23991.3 | 95965.2 | 2018-05-15 | 970212486 | 10 | 2018-07-05
1001849109 | 227-CRM - Electrical Maintenance | 121461-R K Sachan | 2018-04-16 | PR | 1 | LADDER FOLDABLE 6 FTFIBRE REINFORC | 5819A0067 | M | 295 | 40 | CRE1 | 100 | NB | 1 NOS | 22000 | 22000 | 2018-05-16 | 920562411 | 10 | 2018-04-18
1001849109 | 227-CRM - Electrical Maintenance | 121461-R K Sachan | 2018-04-16 | PR | 2 | LADDER FOLDABLE 8 FTFIBRE REINFORC | 5819A0068 | M | 295 | 40 | CRE1 | 100 | NB | 1 NOS | 25000 | 25000 | 2018-05-16 | 920562411 | 20 | 2018-04-18
1001850197 | 227-CRM - Electrical Maintenance | 504850-ANOOP RADHEYSHYAM PANDEY | 2018-04-17 | PR | 1 | BRAKE PAD LINER YASKAWA ELECTRIC JAPAN | 5521A0284 | M | 237 | 40 | CRE1 | 107 | NP | 1 NOS | 173850 | 173850 | 2018-05-17 | 970212490 | 10 | 2018-07-05
1001850197 | 227-CRM - Electrical Maintenance | 504850-ANOOP RADHEYSHYAM PANDEY | 2018-04-17 | PR | 2 | BRAKE PAD LINER HITACHI HITACHI DC BR | 5521A0285 | M | 237 | 40 | CRE1 | 107 | NP | 1 NOS | 173850 | 173850 | 2018-05-17 | 970212490 | 20 | 2018-07-05
1001850197 | 227-CRM - Electrical Maintenance | 504850-ANOOP RADHEYSHYAM PANDEY | 2018-04-17 | PR | 3 | BRAKE PAD LINER HITACHI HITACHI DC BR | 5521A0286 | M | 237 | 40 | CRE1 | 107 | NP | 1 NOS | 173850 | 173850 | 2018-05-17 | 970212490 | 30 | 2018-07-05
1001850197 | 227-CRM - Electrical Maintenance | 504850-ANOOP RADHEYSHYAM PANDEY | 2018-04-17 | PR | 4 | BRAKE COIL HITACHI HITACHI LS63DR LS | 5521A0301 | M | 237 | 40 | CRE1 | 107 | NP | 1 NOS | 202825 | 202825 | 2018-05-17 | 970212490 | 40 | 2018-07-05
1001850197 | 227-CRM - Electrical Maintenance | 504850-ANOOP RADHEYSHYAM PANDEY | 2018-04-17 | PR | 5 | BRAKE COIL HITACHI HITACHI LS40DR LS | 5521A0304 | M | 237 | 40 | CRE1 | 107 | NP | 1 NOS | 202825 | 202825 | 2018-05-17 | 970212490 | 50 | 2018-07-05
1001850197 | 227-CRM - Electrical Maintenance | 504850-ANOOP RADHEYSHYAM PANDEY | 2018-04-17 | PR | 6 | BRAKE COIL HITACHI HITACHI LS560DRF | 5521A0305 | M | 237 | 40 | CRE1 | 107 | NP | 1 NOS | 202825 | 202825 | 2018-05-17 | 970212490 | 60 | 2018-07-05
1001850197 | 227-CRM - Electrical Maintenance | 504850-ANOOP RADHEYSHYAM PANDEY | 2018-04-17 | PR | 7 | BRAKE COIL HITACHI HITACHI LS212DRF | 5521A0306 | M | 237 | 40 | CRE1 | 107 | NP | 1 NOS | 202825 | 202825 | 2018-05-17 | 970212490 | 70 | 2018-07-05
1001850204 | 227-CRM - Electrical Maintenance | 504850-ANOOP RADHEYSHYAM PANDEY | 2018-04-17 | PR | 1 | TEMPERATURE CONTROLLER 23W12 YAMATAKE | 6130A0025 | M | 256 | 40 | CRE1 | 107 | NP | 1 NOS | 80000 | 80000 | 2018-05-17 | 970212498 | 10 | 2018-07-05
1001850785 | 227-CRM - Electrical Maintenance | 119449-Swapan K Das | 2018-04-18 | PR | 1 | CARD VERTIV ENERGY PRIVATE LIMITED 100 | 5571A0021 | M | 240 | 40 | CRE1 | 104 | NP | 1 NOS | 20000 | 20000 | 2018-04-18 | 970210306 | 10 | 2018-06-21
1001850989 | 227-CRM - Electrical Maintenance | 121461-R K Sachan | 2018-04-19 | PR | 1 | SPL MOTR;MAGNETIC COULIER | 5924A0222 | M | 230 | 40 | CRE1 | 101 | NP | 3 NOS | 200000 | 600000 | 2018-06-03 | 970200924 | 10 | 2018-04-20
1001851055 | 227-CRM - Electrical Maintenance | 121461-R K Sachan | 2018-04-19 | PR | 1 | SPL INST;VALVE CONNECTOR RECTANGULAR 3 | 6049A0088 | M | 256 | 40 | CRE1 | 104 | NB | 50 NOS | 1000 | 50000 | 2018-05-19 | 920562933 | 10 | 2018-04-20
1001851089 | 227-CRM - Electrical Maintenance | 121461-R K Sachan | 2018-04-19 | PR | 1 | PWR DSTBN PNL;TONG JOINT COUPLING BUCK | 6028A0153 | M | 231 | 40 | CRE1 | 107 | NP | 7 SET | 108400 | 758800 | 2018-05-19 | 970245173 | 10 | 2019-02-14
1001851380 | 227-CRM - Electrical Maintenance | 121461-R K Sachan | 2018-04-19 | PR | 1 | PROXIMITY;INDUCTIVE SENSOR5MM20-250V | 5885A0193 | M | 234 | 40 | CRE1 | 101 | NB | 5 NOS | 8000 | 40000 | 2018-05-19 | 920562608 | 10 | 2018-04-19
1001851401 | 227-CRM - Electrical Maintenance | 121461-R K Sachan | 2018-04-19 | PR | 1 | SPL INST;ULTRASONIC LEVEL CONTROLLER 1 | 6049A0079 | M | 256 | 40 | CRE1 | 101 | NB | 2 NOS | 20000 | 40000 | 2018-05-19 | 920562581 | 10 | 2018-04-19
1001851510 | 227-CRM - Electrical Maintenance | 121461-R K Sachan | 2018-04-19 | RO | 1 | COMTR SPR;LAPTOP LOCKREPUTEDLAPTOP | 5309A0487 | M | 212 | 40 | CRE1 | 121 | NB | 2 NOS | 790 | 1580 | 2018-04-30 | 4402980121 | 10 | 2018-04-19
1001851510 | 227-CRM - Electrical Maintenance | 121461-R K Sachan | 2018-04-19 | RO | 2 | OFFC ACCS;WIRELESS MOUSE {HP X3500} | 5789A0102 | M | 276 | 40 | CR01 | 121 | NB | 2 NOS | 645 | 1290 | 2018-04-30 | 4402980121 | 20 | 2018-04-19
1001851641 | 227-CRM - Electrical Maintenance | 504850-ANOOP RADHEYSHYAM PANDEY | 2018-04-19 | RO | 1 | CCTV Camera for HBF | 1629A0044 | M | 240 | 40 | CRE1 | 101 | NB | 3 NOS | 13467.3 | 40401.9 | 2018-04-21 | 4402983088 | 10 | 2018-07-19
1001851643 | 227-CRM - Electrical Maintenance | 153574-Pankaj Kumar | 2018-04-19 | PR | 1 | FUSE;HRC AC 690 V1250 A200 KAY | 5748A0896 | M | 225 | 40 | CRE1 | 104 | NP | 8 NOS | 5000 | 40000 | 2018-05-19 | 970226193 | 10 | 2018-10-08
1001851645 | 227-CRM - Electrical Maintenance | 504850-ANOOP RADHEYSHYAM PANDEY | 2018-04-19 | RO | 1 | N/W PD LIU;FIBRE SM/MMSC/ST | 5344A0002 | M | 212 | 40 | CRE1 | 121 | NB | 10 NOS | 2285 | 22850 | 2018-05-19 | 4403051670 | 10 | 2018-05-09
1001851645 | 227-CRM - Electrical Maintenance | 504850-ANOOP RADHEYSHYAM PANDEY | 2018-04-19 | RO | 2 | N/W PD PGTAIL;FIBER MULTIMODESC | 5422A0004 | M | 212 | 40 | CRE1 | 121 | NB | 60 NOS | 241 | 14460 | 2018-05-19 | 4403051670 | 20 | 2018-05-09
1001851645 | 227-CRM - Electrical Maintenance | 504850-ANOOP RADHEYSHYAM PANDEY | 2018-04-19 | RO | 3 | N/W PD CPLR;FIBER MULTIMODE | 5443A0010 | M | 212 | 40 | CRE1 | 121 | NB | 60 PCE | 135 | 8100 | 2018-05-19 | 4403051670 | 30 | 2018-05-09
1001851645 | 227-CRM - Electrical Maintenance | 504850-ANOOP RADHEYSHYAM PANDEY | 2018-04-19 | RO | 4 | N/W PD COTR PNL;FIBRE SM/MM | 5446A0002 | M | 212 | 40 | CRE1 | 121 | NB | 60 NOS | 98 | 5880 | 2018-05-19 | 4403051670 | 40 | 2018-05-09
1001851645 | 227-CRM - Electrical Maintenance | 504850-ANOOP RADHEYSHYAM PANDEY | 2018-04-19 | RO | 5 | N/W PASSIVE DEVICE CAT 6 CABLE | 6006A0001 | M | 212 | 40 | CRE1 | 121 | NB | 2 RLL | 5813 | 11626 | 2018-05-19 | 4403051670 | 50 | 2018-05-09
1001851645 | 227-CRM - Electrical Maintenance | 504850-ANOOP RADHEYSHYAM PANDEY | 2018-04-19 | RO | 6 | N/WPASSIVE DEVICE NETWORK RACK | 6012A0004 | M | 212 | 40 | CRE1 | 121 | NB | 2 NOS | 4558 | 9116 | 2018-05-19 | 4403051670 | 60 | 2018-05-09
1001851645 | 227-CRM - Electrical Maintenance | 504850-ANOOP RADHEYSHYAM PANDEY | 2018-04-19 | RO | 7 | CAT6 RJ45 JACK MALE UNSHIELDED | 6013A0001 | M | 212 | 40 | CRE1 | 121 | NB | 200 PCE | 7 | 1400 | 2018-05-19 | 4403051670 | 70 | 2018-05-09
1001851645 | 227-CRM - Electrical Maintenance | 504850-ANOOP RADHEYSHYAM PANDEY | 2018-04-19 | RO | 8 | NETWORK TRANSRECEIVER;D-LINK / DIGISOL | 6016A0001 | M | 212 | 40 | CRE1 | 121 | NB | 6 NOS | 3430 | 20580 | 2018-05-19 | 4403051670 | 80 | 2018-05-09
1001851651 | 227-CRM - Electrical Maintenance | 504850-ANOOP RADHEYSHYAM PANDEY | 2018-04-19 | PR | 3 | CHECK BOX(WITH CABLE AND CONNE NIRECO C | 5956A2208 | M | 256 | 40 | CRE1 | 107 | NP | 1 NOS | 160000 | 160000 | 2018-05-04 | 970212479 | 10 | 2018-07-05
1001851651 | 227-CRM - Electrical Maintenance | 504850-ANOOP RADHEYSHYAM PANDEY | 2018-04-19 | PR | 4 | COAXIAL CABLE FOR CPC SENSOR NIRECO COR | 5956A2227 | M | 256 | 40 | CRE1 | 107 | NP | 3 NOS | 120000 | 360000 | 2018-05-19 | 970212479 | 20 | 2018-07-05
1001851655 | 227-CRM - Electrical Maintenance | 504850-ANOOP RADHEYSHYAM PANDEY | 2018-04-19 | PR | 1 | SPAREINSTRUMENTATION;VORTEX COOLER | 5956A0058 | M | 256 | 40 | CRE1 | 101 | NP | 6 NOS | 38159.68 | 228958.08 | 2018-06-30 | 970212471 | 10 | 2018-07-05
1001851656 | 227-CRM - Electrical Maintenance | 504850-ANOOP RADHEYSHYAM PANDEY | 2018-04-19 | PR | 1 | FLW SW;FLOW SWITCH STEEL 0-3 BARMAX. | 5601A0057 | M | 256 | 40 | CRE1 | 101 | NB | 1 NOS | 48000 | 48000 | 2018-05-19 | 920562924 | 10 | 2018-04-20
1001852220 | 227-CRM - Electrical Maintenance | 121461-R K Sachan | 2018-04-20 | PR | 1 | DRV MODL;60 KVAABB ACS880 415 VACS88 | 6098A0175 | M | 240 | 40 | CRE1 | 101 | NP | 2 SET | 900000 | 1800000 | 2018-05-20 | 970223109 | 10 | 2018-09-17
1001852230 | 227-CRM - Electrical Maintenance | 121461-R K Sachan | 2018-04-20 | PR | 1 | CAPTR;POLYPROPYLENE 12 uF230 V250 | 5553A0359 | M | 239 | 40 | CRE1 | 104 | NB | 6 NOS | 500 | 3000 | 2018-05-20 | 920564128 | 10 | 2018-04-24
1001852238 | 227-CRM - Electrical Maintenance | 121461-R K Sachan | 2018-04-20 | PR | 1 | HOOTER;ELECTRONICSINGLE1KM220VSTEEL | 5048A0005 | M | 233 | 40 | CRE1 | 104 | NB | 8 NOS | 6000 | 48000 | 2018-05-20 | 920564124 | 10 | 2018-04-24
1001852412 | 227-CRM - Electrical Maintenance | 153574-Pankaj Kumar | 2018-04-20 | RO | 1 | LV ARC FLASH JACKET (LARGE)COLOUR:BLUE | 0122A1168 | M | 290 | 40 | CRE1 | 100 | NB | 5 NOS | 780 | 3900 | 2018-05-24 | 4402994430 | 10 | 2018-04-23
1001852412 | 227-CRM - Electrical Maintenance | 153574-Pankaj Kumar | 2018-04-20 | RO | 2 | LV ARC FLASH JACKET (MEDIUM)COLOUR:BLUE | 0122A1169 | M | 290 | 40 | CRE1 | 100 | NB | 25 NOS | 780 | 19500 | 2018-05-24 | 4402994430 | 20 | 2018-04-23
1001852412 | 227-CRM - Electrical Maintenance | 153574-Pankaj Kumar | 2018-04-20 | RO | 3 | 0V ARC FLASH JACKET (SMALL)COLOUR:BLUE | 0122A1170 | M | 290 | 40 | CRE1 | 100 | NB | 2 NOS | 780 | 1560 | 2018-05-24 | 4402994430 | 30 | 2018-04-23
1001852412 | 227-CRM - Electrical Maintenance | 153574-Pankaj Kumar | 2018-04-20 | RO | 4 | LV ARC FLASH JACKET (XL)COLOUR:BLUE | 0122A1246 | M | 290 | 40 | CRE1 | 100 | NB | 3 NOS | 780 | 2340 | 2018-05-24 | 4402994430 | 40 | 2018-04-23
1001852865 | 227-CRM - Electrical Maintenance | 504850-ANOOP RADHEYSHYAM PANDEY | 2018-04-21 | RO | 2 | CABLES FOR FESTOONING | 0940A0001 | M | 222 | 40 | CRE1 | 101 | NB | 500 M | 109.71 | 54855 | 2018-05-15 | 4402994595 | 10 | 2018-04-23
1001852865 | 227-CRM - Electrical Maintenance | 504850-ANOOP RADHEYSHYAM PANDEY | 2018-04-21 | RO | 3 | CABLES FOR FESTOONING | 0940A0015 | M | 222 | 40 | CRE1 | 101 | NB | 500 M | 145 | 72500 | 2018-05-15 | 4402994596 | 10 | 2018-04-23
1001852868 | 227-CRM - Electrical Maintenance | 504850-ANOOP RADHEYSHYAM PANDEY | 2018-04-21 | RO | 2 | CABLES FOR FESTOONING | 0940A0001 | M | 222 | 40 | CRE1 | 101 | NB | 400 M | 109.71 | 43884 | 2018-05-15 | 4402994325 | 10 | 2018-04-23
1001853575 | 227-CRM - Electrical Maintenance | 149329-RAVI SHEKHAR | 2018-04-23 | RO | 1 | ED USER COM SPR;JABRA SPEAK 510 MS | 5309A0380 | M | 212 | 40 | CRE1 | 121 | NB | 2 NOS | 9800 | 19600 | 2018-04-26 | 4402997273 | 10 | 2018-04-24
1001853575 | 227-CRM - Electrical Maintenance | 149329-RAVI SHEKHAR | 2018-04-23 | RO | 2 | JABRA EVOLVE 30 II MS STEREO JABRA DES | 5309A0881 | M | 212 | 40 | CR01 | 121 | NB | 2 NOS | 4300 | 8600 | 2018-04-26 | 4402997273 | 20 | 2018-04-24
1001853608 | 227-CRM - Electrical Maintenance | 149329-RAVI SHEKHAR | 2018-04-23 | PR | 1 | DRY CEL;LITHIUM 3.7 V2.1 AMHYES | 5442A0078 | M | 221 | 40 | CR01 | 101 | NB | 10 . | 54200 | 542000 | 2018-06-21 | 920584764 | 10 | 2018-06-26
1001853664 | 227-CRM - Electrical Maintenance | 153574-Pankaj Kumar | 2018-04-23 | PR | 1 | EL CNCTR;FEMALE COMMUNICATION 9 50 V | 5615A0129 | M | 239 | 40 | CRE1 | 104 | NB | 50 NOS | 100 | 5000 | 2018-05-23 | 920563941 | 10 | 2018-04-23
1001853664 | 227-CRM - Electrical Maintenance | 153574-Pankaj Kumar | 2018-04-23 | PR | 2 | EL CNCTR;D TYPE COMMUNICATION 9 50 V | 5615A0130 | M | 239 | 40 | CRE1 | 104 | NB | 50 NOS | 100 | 5000 | 2018-05-23 | 920563941 | 20 | 2018-04-23
1001853703 | 227-CRM - Electrical Maintenance | 153574-Pankaj Kumar | 2018-04-23 | PR | 1 | ELTNC CARD;CPCELECTRONIC BOARDEMG | 5540A0991 | M | 240 | 40 | CRE1 | 101 | NP | 2 NOS | 160000 | 320000 | 2018-06-22 | 970209696 | 10 | 2018-06-18
1001853703 | 227-CRM - Electrical Maintenance | 153574-Pankaj Kumar | 2018-04-23 | PR | 2 | FIELD SNSR;POTENTIOMETER -PF7 | 5700A0536 | M | 256 | 40 | CRE1 | 101 | NP | 2 NOS | 15000 | 30000 | 2018-06-22 | 970209696 | 20 | 2018-06-18
1001853703 | 227-CRM - Electrical Maintenance | 153574-Pankaj Kumar | 2018-04-23 | PR | 3 | SPL MOTR;EPC MOTOREMG AUTOMATION | 5924A0176 | M | 230 | 40 | CRE1 | 101 | NP | 1 NOS | 30000 | 30000 | 2018-06-22 | 970209696 | 30 | 2018-06-18
1001853709 | 227-CRM - Electrical Maintenance | 153574-Pankaj Kumar | 2018-04-23 | PR | 1 | SLCTR SW;5 A1P 3POSITION 230 VNO 55 | 5641A0151 | M | 234 | 40 | CRE1 | 104 | NP | 10 NOS | 5000 | 50000 | 2018-05-23 | 970209692 | 10 | 2018-06-18
1001853805 | 227-CRM - Electrical Maintenance | 504850-ANOOP RADHEYSHYAM PANDEY | 2018-04-24 | PR | 1 | LADDER FOLDABLE 6 FTFIBRE REINFORC | 5819A0067 | M | 295 | 40 | CRE1 | 104 | NB | 1 NOS | 24000 | 24000 | 2018-05-24 | 920564141 | 10 | 2018-04-24
1001853805 | 227-CRM - Electrical Maintenance | 504850-ANOOP RADHEYSHYAM PANDEY | 2018-04-24 | PR | 2 | LADDER FOLDABLE 8 FTFIBRE REINFORC | 5819A0068 | M | 295 | 40 | CRE1 | 104 | NB | 1 NOS | 24000 | 24000 | 2018-05-24 | 920564141 | 20 | 2018-04-24
1001853807 | 227-CRM - Electrical Maintenance | 162796-Tushar Kumar Chandra | 2018-04-24 | PR | 1 | LUMR;FLAME PROOF35WAC140 - 270VNO | 6093A0065 | M | 229 | 40 | CRE1 | 101 | NB | 160 NOS | 3000 | 480000 | 2018-05-24 | 920568861 | 10 | 2018-05-08
1001854166 | 227-CRM - Electrical Maintenance | 504850-ANOOP RADHEYSHYAM PANDEY | 2018-04-24 | PR | 1 | FLOW MTR;10KG/CM2ROLLING OIL | 5493A0140 | M | 256 | 40 | CRE1 | 101 | NP | 5 NOS | 227909 | 1139545 | 2018-06-23 | 970212480 | 10 | 2018-07-05
1001854174 | 227-CRM - Electrical Maintenance | 153574-Pankaj Kumar | 2018-04-24 | PR | 1 | SFU;600 A4 1000 VACAC3 4 4 YES YE | 5472A0107 | M | 234 | 40 | CRE1 | 101 | NP | 2 NOS | 550000 | 1100000 | 2018-05-24 | 970209693 | 10 | 2018-06-18
1001854176 | 227-CRM - Electrical Maintenance | 504850-ANOOP RADHEYSHYAM PANDEY | 2018-04-24 | PR | 2 | SMPS;100-240 VACAC-DC CONVERTER 24 VDC | 5084A0065 | M | 240 | 40 | CRE1 | 107 | NP | 2 NOS | 70000 | 140000 | 2018-05-09 | 970212481 | 10 | 2018-07-05
1001854176 | 227-CRM - Electrical Maintenance | 504850-ANOOP RADHEYSHYAM PANDEY | 2018-04-24 | PR | 3 | FLD SNSR;MAGNETIC REED SWITCH TAIYO 24 | 5700A0939 | M | 256 | 40 | CRE1 | 107 | NP | 5 NOS | 48000 | 240000 | 2018-05-09 | 970212481 | 20 | 2018-07-05
1001854868 | 227-CRM - Electrical Maintenance | 153574-Pankaj Kumar | 2018-04-25 | RO | 1 | DRIVE ISOLATOR HANDLE | 0950A0091 | M | 234 | 40 | CRE1 | 101 | NB | 65 NOS | 754 | 49010 | 2018-04-28 | 4403008169 | 10 | 2018-04-27
1001855210 | 227-CRM - Electrical Maintenance | 121461-R K Sachan | 2018-04-25 | PR | 1 | POWER SUPPLY;100-240VAC12-15VDC2A | 5262A0214 | M | 235 | 40 | CR01 | 104 | NB | 8 NOS | 2500 | 20000 | 2018-05-10 | 920564990 | 10 | 2018-04-26
1001855404 | 227-CRM - Electrical Maintenance | 153574-Pankaj Kumar | 2018-04-25 | RO | 1 | COMTR SPR;LAPTOP LOCKREPUTEDLAPTOP | 5309A0487 | M | 212 | 40 | CRE1 | 121 | NB | 1 NOS | 790 | 790 | 2018-05-25 | 4403002432 | 10 | 2018-05-10
1001855404 | 227-CRM - Electrical Maintenance | 153574-Pankaj Kumar | 2018-04-25 | RO | 2 | OFFC ACCS;WIRELESS MOUSE {HP X3500} | 5789A0102 | M | 276 | 40 | CR01 | 121 | NB | 2 NOS | 645 | 1290 | 2018-05-25 | 4403002432 | 20 | 2018-05-10
1001856240 | 227-CRM - Electrical Maintenance | 153574-Pankaj Kumar | 2018-04-26 | PR | 1 | SPL MOTR;SCRAP BALLER MOTOR SEW EURO D | 5924A0406 | M | 230 | 40 | CRE1 | 101 | NP | 2 SET | 160000 | 320000 | 2018-06-10 | 970209691 | 10 | 2018-06-18
1001856254 | 227-CRM - Electrical Maintenance | 153574-Pankaj Kumar | 2018-04-26 | PR | 1 | CBL SCKTSHORT BARREL FLAT240MM2COPPER | 5794A0230 | M | 222 | 40 | CRE1 | 104 | NB | 15 NOS | 500 | 7500 | 2018-05-26 | 920564982 | 10 | 2018-04-26
1001856262 | 227-CRM - Electrical Maintenance | 153574-Pankaj Kumar | 2018-04-26 | RO | 1 | 3M White Sticker Board | 1551A0045 | M | 274 | 40 | CRE1 | 133 | NB | 250 FT2 | 349 | 87250 | 2018-04-30 | 4403009639 | 10 | 2018-04-27
1001856297 | 227-CRM - Electrical Maintenance | 153574-Pankaj Kumar | 2018-04-26 | PR | 1 | CNTCR;32 A2 230 VDCPOWER 750 VDCDC | 5890A0959 | M | 234 | 40 | CRE1 | 101 | NP | 10 NOS | 12000 | 120000 | 2018-05-26 | 970209688 | 10 | 2018-06-18
1001856300 | 227-CRM - Electrical Maintenance | 153574-Pankaj Kumar | 2018-04-26 | PR | 1 | TAP;NO SPECIAL FEATURES RIGHT HAND M3- | 5310A0092 | M | 216 | 40 | CRE1 | 104 | NB | 3 SET | 10000 | 30000 | 2018-05-26 | 920564978 | 10 | 2018-04-26
1001857744 | 227-CRM - Electrical Maintenance | 504850-ANOOP RADHEYSHYAM PANDEY | 2018-04-30 | PR | 1 | VACUUM CLEANER | 6072A0001 | M | 283 | 40 | CRE1 | 104 | NB | 2 NOS | 24000 | 48000 | 2018-05-28 | 920566115 | 10 | 2018-04-30
1001857745 | 227-CRM - Electrical Maintenance | 504850-ANOOP RADHEYSHYAM PANDEY | 2018-04-30 | PR | 1 | PRESSURE SWITCH INDFOS B424SPT/0.2-42K | 6124A0094 | M | 256 | 40 | CRE1 | 101 | NP | 10 NOS | 20000 | 200000 | 2018-05-31 | 970212482 | 10 | 2018-07-05
1001857746 | 227-CRM - Electrical Maintenance | 504850-ANOOP RADHEYSHYAM PANDEY | 2018-04-30 | RO | 1 | 3M White Sticker Board | 1551A0045 | M | 274 | 40 | CRE1 | 133 | NB | 140 FT2 | 349 | 48860 | 2018-05-15 | 4403018775 | 10 | 2018-04-30
1001859003 | 227-CRM - Electrical Maintenance | 149329-RAVI SHEKHAR | 2018-05-02 | PR | 1 | HOIST;ELECTRIC 7.5 TO13 MMOTORRIZED T | 5281A0110 | M | 258 | 40 | CRE1 | 100 | NP | 1 NOS | 1430000 | 1430000 | 2018-06-01 | 970203932 | 10 | 2018-05-10
1001859081 | 227-CRM - Electrical Maintenance | 121461-R K Sachan | 2018-05-02 | PR | 1 | LUMR;FLAME PROOF35WAC140 - 270VNO | 6093A0065 | M | 229 | 40 | CRE1 | 104 | NB | 8 NOS | 5700 | 45600 | 2018-06-01 | 920566800 | 10 | 2018-05-02
1001859289 | 227-CRM - Electrical Maintenance | 149228-Sumit Ganguly | 2018-05-02 | PR | 1 | HOIST;ELECTRIC NO SPECIAL FEATURES 1 T | 5281A0061 | M | 258 | 40 | CRE1 | 101 | NB | 1 NOS | 250000 | 250000 | 2018-06-01 | 920568850 | 10 | 2018-05-08
1001859494 | 227-CRM - Electrical Maintenance | 154844-JEEVAN JYOTI JENA | 2018-05-02 | PR | 1 | CONTROLLER SARCLAD 7101704 | 5620A2759 | M | 240 | 40 | CRE1 | 107 | NP | 1 NOS | 575289.6 | 575289.6 | 2018-07-01 | 970226171 | 10 | 2018-10-08
1001859494 | 227-CRM - Electrical Maintenance | 154844-JEEVAN JYOTI JENA | 2018-05-02 | PR | 2 | CONTROLLER SARCLAD 7200704 | 5620A2760 | M | 240 | 40 | CRE1 | 107 | NP | 1 NOS | 459192 | 459192 | 2018-07-01 | 970226171 | 20 | 2018-10-08
1001859624 | 227-CRM - Electrical Maintenance | 153574-Pankaj Kumar | 2018-05-02 | RO | 1 | PROGRAMMABLE HOOTER WITH FLASHER | 0367A0053 | M | 233 | 40 | CR01 | 101 | NB | 10 NOS | 3505.26 | 35052.6 | 2018-05-16 | 4403029602 | 10 | 2018-05-03
1001859632 | 227-CRM - Electrical Maintenance | 504850-ANOOP RADHEYSHYAM PANDEY | 2018-05-02 | PR | 1 | DISPLAY;4 4 IN230 VAC7 SEGMENT DISPLA | 5085A0057 | M | 240 | 40 | CRE1 | 104 | NB | 3 NOS | 16650 | 49950 | 2018-05-30 | 920567099 | 10 | 2018-05-03
1001859637 | 227-CRM - Electrical Maintenance | 504850-ANOOP RADHEYSHYAM PANDEY | 2018-05-02 | PR | 1 | RESISTANCE BULB TYPE RTD YOKOGAWA HYDR | 5956A1746 | M | 256 | 40 | CRE1 | 101 | NP | 10 NOS | 2675 | 26750 | 2018-07-31 | 970212468 | 10 | 2018-07-05
1001859639 | 227-CRM - Electrical Maintenance | 504850-ANOOP RADHEYSHYAM PANDEY | 2018-05-02 | PR | 1 | FIELD SNSRPRESSURE TRANSMITTERHYDAC10 | 5700A0026 | M | 238 | 40 | CRE1 | 101 | NB | 5 NOS | 40000 | 200000 | 2018-06-27 | 920568845 | 10 | 2018-05-08
1001859646 | 227-CRM - Electrical Maintenance | 504850-ANOOP RADHEYSHYAM PANDEY | 2018-05-02 | PR | 1 | LADDER FOLDABLE 3 FTFIBRE REINFORCED | 5819A0069 | M | 295 | 40 | CRE1 | 100 | NB | 8 NOS | 15000 | 120000 | 2018-06-01 | 920568846 | 10 | 2018-05-08
1001859863 | 227-CRM - Electrical Maintenance | 121461-R K Sachan | 2018-05-03 | PR | 1 | INDICATION LAMP PCB 12 CM X 9 CM GLASS | 5968A0108 | M | 240 | 40 | CRE1 | 104 | NB | 13 NOS | 3000 | 39000 | 2018-06-02 | 920567479 | 10 | 2018-05-04
1001859878 | 227-CRM - Electrical Maintenance | 121461-R K Sachan | 2018-05-03 | PR | 1 | HCKSAW BLD;150 MMHIGH SPEED STEEL 6. | 5237A0027 | M | 295 | 40 | CRE1 | 104 | NB | 50 NOS | 50 | 2500 | 2018-06-02 | 920567483 | 10 | 2018-05-04
1001859878 | 227-CRM - Electrical Maintenance | 121461-R K Sachan | 2018-05-03 | PR | 2 | HCKSAW;MANUAL D STEEL 150 MMBI-M | 5247A0003 | M | 295 | 40 | CRE1 | 104 | NB | 10 NOS | 500 | 5000 | 2018-06-02 | 920567483 | 20 | 2018-05-04
1001861248 | 227-CRM - Electrical Maintenance | 153574-Pankaj Kumar | 2018-05-04 | PR | 1 | ACB;3200A3AC690VFLUSH MOUNTING50HZ | 5574A0031 | M | 234 | 40 | CRE1 | 101 | NP | 1 NOS | 300000 | 300000 | 2018-06-03 | 970209697 | 10 | 2018-06-18
1001861637 | 227-CRM - Electrical Maintenance | 121461-R K Sachan | 2018-05-05 | PR | 1 | POWER SUPPLY;240VAC12VDC2A | 5262A0220 | M | 235 | 40 | CRE1 | 104 | NB | 10 NOS | 500 | 5000 | 2018-06-04 | 920568389 | 10 | 2018-05-07
1001861651 | 227-CRM - Electrical Maintenance | 121461-R K Sachan | 2018-05-05 | PR | 1 | LAB ACCS;ANTI-STATIC BAG-ELECTRONIC LAB | 5959A0420 | M | 240 | 40 | CRE1 | 104 | NB | 100 NOS | 30 | 3000 | 2018-06-04 | 920568404 | 10 | 2018-05-07
1001861651 | 227-CRM - Electrical Maintenance | 121461-R K Sachan | 2018-05-05 | PR | 2 | LAB ACCS;ANTI-STATIC BAG-ELECTRONIC LAB | 5959A0421 | M | 240 | 40 | CRE1 | 104 | NB | 100 NOS | 90 | 9000 | 2018-06-04 | 920568404 | 20 | 2018-05-07
1001861651 | 227-CRM - Electrical Maintenance | 121461-R K Sachan | 2018-05-05 | PR | 3 | LAB ACCS;ANTI-STATIC BAG-ELECTRONIC LAB | 5959A0422 | M | 240 | 40 | CRE1 | 104 | NB | 100 NOS | 40 | 4000 | 2018-06-04 | 920568404 | 30 | 2018-05-07
1001861805 | 227-CRM - Electrical Maintenance | 504850-ANOOP RADHEYSHYAM PANDEY | 2018-05-06 | PR | 1 | WEIGHING BRIDGE JFE ADVANTECH CO LTD K | 5490A0348 | M | 308 | 40 | CRE1 | 107 | NP | 1 NOS | 217312.5 | 217312.5 | 2018-09-03 | 970212483 | 10 | 2018-07-05
1001861808 | 227-CRM - Electrical Maintenance | 504850-ANOOP RADHEYSHYAM PANDEY | 2018-05-06 | PR | 1 | ELTNC CARD;EDDY CURRENT TESTING | 5540A1176 | M | 240 | 40 | CRE1 | 107 | NP | 1 NOS | 33260.5 | 33260.5 | 2018-07-05 | 970247106 | 10 | 2019-02-27
1001861808 | 227-CRM - Electrical Maintenance | 504850-ANOOP RADHEYSHYAM PANDEY | 2018-05-06 | PR | 2 | ELTNC CARD;EDDY CURRENT TESTING | 5540A1178 | M | 240 | 40 | CRE1 | 107 | NP | 1 NOS | 163378.5 | 163378.5 | 2018-07-05 | 970247106 | 20 | 2019-02-27
1001861808 | 227-CRM - Electrical Maintenance | 504850-ANOOP RADHEYSHYAM PANDEY | 2018-05-06 | PR | 3 | ELTNC CARD;EDDY CURRENT TESTING | 5540A1180 | M | 240 | 40 | CRE1 | 107 | NP | 1 NOS | 1400596 | 1400596 | 2018-07-05 | 970247106 | 30 | 2019-02-27
1001861808 | 227-CRM - Electrical Maintenance | 504850-ANOOP RADHEYSHYAM PANDEY | 2018-05-06 | PR | 4 | ELTNC CARD;EDDY CURRENT TESTING | 5540A1175 | M | 240 | 40 | CRE1 | 107 | NP | 1 NOS | 166302.5 | 166302.5 | 2018-07-05 | 970247106 | 40 | 2019-02-27
1001861808 | 227-CRM - Electrical Maintenance | 504850-ANOOP RADHEYSHYAM PANDEY | 2018-05-06 | PR | 5 | ELTNC CARD;EDDY CURRENT TESTING | 5540A1177 | M | 240 | 40 | CRE1 | 107 | NB | 1 NOS | 175074.5 | 175074.5 | 2018-07-05 | 920679108 | 10 | 2019-02-27
1001861839 | 227-CRM - Electrical Maintenance | 504850-ANOOP RADHEYSHYAM PANDEY | 2018-05-06 | PR | 1 | PROJECTOR LAMP FOR CPC TOSHIBA COPORATI | 5956A2306 | M | 256 | 40 | CRE1 | 107 | NP | 20 NOS | 4800 | 96000 | 2018-09-03 | 970212477 | 10 | 2018-07-05
1001861839 | 227-CRM - Electrical Maintenance | 504850-ANOOP RADHEYSHYAM PANDEY | 2018-05-06 | PR | 2 | PROJECTOR LAMP FOR CPC TOSHIBA COPORATI | 5956A2308 | M | 256 | 40 | CRE1 | 107 | NP | 20 NOS | 4500 | 90000 | 2018-09-03 | 970212477 | 20 | 2018-07-05
1001861840 | 227-CRM - Electrical Maintenance | 504850-ANOOP RADHEYSHYAM PANDEY | 2018-05-06 | PR | 1 | RTD11 OMRON E52-P2OC | 6130A0027 | M | 256 | 40 | CRE1 | 107 | NB | 2 NOS | 24000 | 48000 | 2018-06-05 | 920568413 | 10 | 2018-05-07
1001861952 | 227-CRM - Electrical Maintenance | 121461-R K Sachan | 2018-05-07 | PR | 1 | AC MOTR;7.5KW415+10% -15%VAC | 5900A0917 | M | 230 | 40 | CRE1 | 101 | NB | 5 NOS | 30000 | 150000 | 2018-05-31 | 920568365 | 10 | 2018-05-07
1001862654 | 227-CRM - Electrical Maintenance | 154844-JEEVAN JYOTI JENA | 2018-05-07 | PR | 1 | AC MOTR;5.5 KW415 +/- 10% VSQUIRREL CAGE | 5900A2030 | M | 230 | 40 | CRE1 | 104 | NB | 4 NOS | 12000 | 48000 | 2018-05-30 | 920568487 | 10 | 2018-05-07
1001862674 | 227-CRM - Electrical Maintenance | 504850-ANOOP RADHEYSHYAM PANDEY | 2018-05-07 | PR | 1 | THYSTR;THYRISTOR DIODE 0.2 A2 VPANEL | 5581A0058 | M | 239 | 40 | CRE1 | 104 | NP | 5 NOS | 6800 | 34000 | 2018-06-29 | 970205534 | 10 | 2018-05-21
1001863516 | 227-CRM - Electrical Maintenance | 154844-JEEVAN JYOTI JENA | 2018-05-08 | PR | 1 | CAL GAS CYL;H2 GAS CYLINDER PPMH2=7000 | 5992A0122 | M | 256 | 40 | CRE1 | 101 | NB | 1 NOS | 15000 | 15000 | 2018-06-22 | 920575999 | 10 | 2018-05-30
1001863516 | 227-CRM - Electrical Maintenance | 154844-JEEVAN JYOTI JENA | 2018-05-08 | PR | 2 | CAL GAS CYL;O2 Gas Cylinder PPMO2=7 PPM | 5992A0123 | M | 256 | 40 | CRE1 | 101 | NB | 1 NOS | 15000 | 15000 | 2018-06-22 | 920575999 | 20 | 2018-05-30
1001863516 | 227-CRM - Electrical Maintenance | 154844-JEEVAN JYOTI JENA | 2018-05-08 | PR | 3 | CAL GAS CYL;H2S Gas Cylinder MG/NM3H2S= | 5992A0124 | M | 256 | 40 | CRE1 | 101 | NB | 1 NOS | 32000 | 32000 | 2018-06-22 | 920575999 | 30 | 2018-05-30
1001864205 | 227-CRM - Electrical Maintenance | 149228-Sumit Ganguly | 2018-05-09 | PR | 1 | S/GR SPR;TULIP CONTACT ASSEMBLYTOSHIBA | 5872A2051 | M | 234 | 40 | CRE1 | 107 | NP | 2 NOS | 370880 | 741760 | 2018-10-02 | 970212472 | 10 | 2018-07-05
1001864205 | 227-CRM - Electrical Maintenance | 149228-Sumit Ganguly | 2018-05-09 | PR | 2 | S/GR SPR;TULIP CONTACT ASSEMBLYTOSHIBA | 5872A2052 | M | 234 | 40 | CRE1 | 107 | NP | 2 NOS | 208620 | 417240 | 2018-10-02 | 970212472 | 20 | 2018-07-05
1001864205 | 227-CRM - Electrical Maintenance | 149228-Sumit Ganguly | 2018-05-09 | PR | 3 | S/GR SPR;TULIP CONTACT ASSEMBLYTOSHIBA | 5872A2053 | M | 234 | 40 | CRE1 | 107 | NP | 2 NOS | 208620 | 417240 | 2018-10-02 | 970212472 | 30 | 2018-07-05
1001864721 | 227-CRM - Electrical Maintenance | 121461-R K Sachan | 2018-05-10 | PR | 1 | MOBILE MAINTENANCE TROLLEY MOVEABLE TRO | 5819A0074 | M | 295 | 40 | CRE1 | 104 | NB | 1 NOS | 50000 | 50000 | 2018-06-09 | 920572145 | 10 | 2018-05-18
1001866616 | 227-CRM - Electrical Maintenance | 121461-R K Sachan | 2018-05-12 | RO | 1 | STAINLESS STEEL JUNCTION BOX 200x300x150 | 0088A0203 | M | 222 | 40 | CRE1 | 101 | NB | 25 NOS | 3698 | 92450 | 2018-05-31 | 4403154958 | 10 | 2018-06-06
1001868509 | 227-CRM - Electrical Maintenance | 149329-RAVI SHEKHAR | 2018-05-16 | RO | 1 | I/O Box - CAT 6 (one port) | 1304A0493 | M | 212 | 40 | CRE1 | 121 | NB | 1 PCE | 227 | 227 | 2018-05-17 | 4403102559 | 10 | 2018-05-23
1001868509 | 227-CRM - Electrical Maintenance | 149329-RAVI SHEKHAR | 2018-05-16 | RO | 2 | CAT 6 Patch Cord - 2 Mtr | 1304A0495 | M | 212 | 40 | CRE1 | 121 | NB | 2 NOS | 140 | 280 | 2018-05-17 | 4403102559 | 20 | 2018-05-23
1001868509 | 227-CRM - Electrical Maintenance | 149329-RAVI SHEKHAR | 2018-05-16 | RO | 3 | CAT 6 Cable - 300 Mtr Roll | 1304A0498 | M | 212 | 40 | CRE1 | 121 | NB | 1 NOS | 4558 | 4558 | 2018-05-17 | 4403102559 | 30 | 2018-05-23
1001868509 | 227-CRM - Electrical Maintenance | 149329-RAVI SHEKHAR | 2018-05-16 | RO | 5 | Cisco access point with controller | 1305A1185 | M | 212 | 40 | CRE1 | 121 | NB | 1 PCE | 30600 | 30600 | 2018-05-17 | 4403102559 | 40 | 2018-05-23
1001868542 | 227-CRM - Electrical Maintenance | 149329-RAVI SHEKHAR | 2018-05-16 | PR | 1 | PLC SPR;IBA Q PANEL ADD ON MULTI CLIEN | 5620A2216 | M | 240 | 40 | CRE1 | 101 | NP | 1 NOS | 320000 | 320000 | 2018-06-15 | 970222126 | 10 | 2018-09-10
1001869193 | 227-CRM - Electrical Maintenance | 153574-Pankaj Kumar | 2018-05-16 | RO | 1 | L & T MAKE AIR CIRCUIT BREAKER | 0256A1197 | M | 234 | 40 | CRE1 | 101 | NB | 1 NOS | 246577.1 | 246577.1 | 2018-06-30 | 4403150465 | 10 | 2018-06-04
1001869281 | 227-CRM - Electrical Maintenance | 504850-ANOOP RADHEYSHYAM PANDEY | 2018-05-17 | PR | 1 | SPL CBL;4 PAIR TWISTED SCREENED CABLE | 6045A0094 | M | 222 | 40 | CRE1 | 101 | NP | 1000 M | 310 | 310000 | 2018-07-15 | 970222128 | 10 | 2018-09-10
1001869336 | 227-CRM - Electrical Maintenance | 504850-ANOOP RADHEYSHYAM PANDEY | 2018-05-17 | PR | 1 | HITACHI ENCODER/SELSY COUPLING AB04NNSX | 5502A1050 | M | 215 | 40 | CRE1 | 107 | NP | 10 NOS | 160000 | 1600000 | 2018-06-16 | 970222115 | 10 | 2018-09-10
1001870034 | 227-CRM - Electrical Maintenance | 162796-Tushar Kumar Chandra | 2018-05-17 | RO | 1 | EDIBLE;GLUCON D500 GMS PACKET | 5733A0001 | M | 218 | 40 | CR01 | 104 | NB | 10 PAK | 75 | 750 | 2018-06-16 | 4403150203 | 10 | 2018-06-04
1001870034 | 227-CRM - Electrical Maintenance | 162796-Tushar Kumar Chandra | 2018-05-17 | RO | 2 | EDIBLE;GLUCON DORANGE FLAVOUR | 5733A0003 | M | 218 | 40 | CR01 | 104 | NB | 10 PAK | 120 | 1200 | 2018-06-16 | 4403150203 | 20 | 2018-06-04
1001870268 | 227-CRM - Electrical Maintenance | 149303-Nilanjan Haldar | 2018-05-18 | PR | 1 | AC MOTR;5.5KW415VACSQUIRREL CAGE | 5900A0921 | M | 230 | 40 | CR01 | 101 | NB | 2 NOS | 16372.43 | 32744.86 | 2018-06-15 | 920575210 | 10 | 2018-05-28
1001870527 | 227-CRM - Electrical Maintenance | 149228-Sumit Ganguly | 2018-05-18 | PR | 6 | SPECIAL MOTOR | 5924A0021 | M | 230 | 40 | CRE1 | 107 | NP | 1 NOS | 7707350 | 7707350 | 2019-05-01 | 970212696 | 10 | 2018-07-06
1001870527 | 227-CRM - Electrical Maintenance | 149228-Sumit Ganguly | 2018-05-18 | PR | 7 | SPECIAL MOTOR | 5924A0022 | M | 230 | 40 | CRE1 | 101 | NB | 1 NOS | 2800000 | 2800000 | 2018-07-23 | 920588327 | 10 | 2018-07-09
1001870527 | 227-CRM - Electrical Maintenance | 149228-Sumit Ganguly | 2018-05-18 | PR | 8 | SPECIAL MOTOR | 5924A0023 | M | 230 | 40 | CRE1 | 101 | NB | 1 NOS | 17500000 | 17500000 | 2018-07-23 | 920588327 | 20 | 2018-07-09
1001870527 | 227-CRM - Electrical Maintenance | 149228-Sumit Ganguly | 2018-05-18 | PR | 9 | SPECIAL MOTOR | 5924A0024 | M | 230 | 40 | CRE1 | 107 | NP | 1 NOS | 4200000 | 4200000 | 2019-05-01 | 970212696 | 20 | 2018-07-06
1001870527 | 227-CRM - Electrical Maintenance | 149228-Sumit Ganguly | 2018-05-18 | PR | 10 | SPECIAL MOTOR | 5924A0025 | M | 230 | 40 | CRE1 | 101 | NB | 1 NOS | 6400000 | 6400000 | 2018-07-23 | 920588327 | 30 | 2018-07-09
1001870527 | 227-CRM - Electrical Maintenance | 149228-Sumit Ganguly | 2018-05-18 | PR | 11 | SPECIAL MOTOR | 5924A0026 | M | 230 | 40 | CRE1 | 101 | NB | 1 NOS | 8700000 | 8700000 | 2018-07-23 | 920588327 | 40 | 2018-07-09
1001870527 | 227-CRM - Electrical Maintenance | 149228-Sumit Ganguly | 2018-05-18 | PR | 12 | SPECIAL MOTOR | 5924A0029 | M | 230 | 40 | CRE1 | 101 | NB | 1 NOS | 6400000 | 6400000 | 2018-07-23 | 920588327 | 50 | 2018-07-09
1001870527 | 227-CRM - Electrical Maintenance | 149228-Sumit Ganguly | 2018-05-18 | PR | 13 | SPECIAL MOTOR | 5924A0030 | M | 230 | 40 | CRE1 | 101 | NB | 1 NOS | 7900000 | 7900000 | 2018-07-23 | 920588327 | 60 | 2018-07-09
1001870527 | 227-CRM - Electrical Maintenance | 149228-Sumit Ganguly | 2018-05-18 | PR | 14 | SPECIAL MOTOR | 5924A0031 | M | 230 | 40 | CRE1 | 101 | NB | 1 NOS | 8900000 | 8900000 | 2018-07-23 | 920588327 | 70 | 2018-07-09
1001870527 | 227-CRM - Electrical Maintenance | 149228-Sumit Ganguly | 2018-05-18 | PR | 15 | SPECIAL MOTOR | 5924A0032 | M | 230 | 40 | CRE1 | 101 | NB | 1 NOS | 8100000 | 8100000 | 2018-07-23 | 920588327 | 80 | 2018-07-09
1001870527 | 227-CRM - Electrical Maintenance | 149228-Sumit Ganguly | 2018-05-18 | PR | 16 | SPECIAL MOTOR | 5924A0036 | M | 230 | 40 | CRE1 | 101 | NB | 1 NOS | 5400000 | 5400000 | 2018-07-23 | 920588327 | 90 | 2018-07-09
1001870527 | 227-CRM - Electrical Maintenance | 149228-Sumit Ganguly | 2018-05-18 | PR | 17 | SPECIAL MOTOR | 5924A0037 | M | 230 | 40 | CRE1 | 101 | NB | 1 NOS | 7500000 | 7500000 | 2018-07-23 | 920588327 | 100 | 2018-07-09
1001870527 | 227-CRM - Electrical Maintenance | 149228-Sumit Ganguly | 2018-05-18 | PR | 18 | SPECIAL MOTOR | 5924A0038 | M | 230 | 40 | CRE1 | 101 | NB | 1 NOS | 6500000 | 6500000 | 2018-07-23 | 920588327 | 110 | 2018-07-09
1001870527 | 227-CRM - Electrical Maintenance | 149228-Sumit Ganguly | 2018-05-18 | PR | 23 | SPECIAL MOTOR | 5924A0040 | M | 230 | 40 | CRE1 | 107 | NP | 1 NOS | 16500000 | 16500000 | 2019-05-01 | 970212696 | 30 | 2018-07-06
1001870688 | 227-CRM - Electrical Maintenance | 154844-JEEVAN JYOTI JENA | 2018-05-18 | PR | 1 | RADAR LEVEL TRANSMITTER ENDRESS HAUSER | 6129A0001 | M | 256 | 40 | CRE1 | 101 | NP | 3 NOS | 135000 | 405000 | 2018-07-17 | 970211445 | 10 | 2018-06-28
1001870908 | 227-CRM - Electrical Maintenance | 153574-Pankaj Kumar | 2018-05-18 | RO | 1 | AIR CIRCUIT BREAKER 3200A(EDO)TYPE CN-3T | 0256B0028 | M | 234 | 40 | CRE1 | 101 | NB | 1 NOS | 340763.5 | 340763.5 | 2018-06-29 | 4403150526 | 10 | 2018-06-04
1001871293 | 227-CRM - Electrical Maintenance | 154844-JEEVAN JYOTI JENA | 2018-05-19 | PR | 1 | SPL MOTR;0.075/0.37 KW GEARED MOTOR SEW | 5924A0451 | M | 230 | 40 | CRE1 | 101 | NP | 1 NOS | 77162 | 77162 | 2018-07-18 | 970210308 | 10 | 2018-06-21
1001875628 | 227-CRM - Electrical Maintenance | 153574-Pankaj Kumar | 2018-05-25 | PR | 1 | TERMINAL BLOCK PHOENIX CONTACT PLC PAN | 5872A2265 | M | 234 | 40 | CRE1 | 104 | NB | 500 NOS | 10 | 5000 | 2018-06-24 | 920575191 | 10 | 2018-05-28
1001875628 | 227-CRM - Electrical Maintenance | 153574-Pankaj Kumar | 2018-05-25 | PR | 2 | TERMINAL BLOCK PHOENIX CONTACT ELECTRI | 5872A2337 | M | 234 | 40 | CRE1 | 104 | NB | 500 NOS | 20 | 10000 | 2018-06-24 | 920575191 | 20 | 2018-05-28
1001875637 | 227-CRM - Electrical Maintenance | 153574-Pankaj Kumar | 2018-05-25 | PR | 1 | SPL MOTR;CONICAL ROTOR BRAKE MOTOR DEMA | 5924A0453 | M | 230 | 40 | CRE1 | 101 | NP | 1 NOS | 85481 | 85481 | 2018-06-24 | 970210168 | 10 | 2018-06-20
1001875637 | 227-CRM - Electrical Maintenance | 153574-Pankaj Kumar | 2018-05-25 | PR | 2 | SPL MOTR;CONICAL ROTOR BRAKE MOTOR DEMA | 5924A0454 | M | 230 | 40 | CRE1 | 101 | NP | 1 NOS | 65755 | 65755 | 2018-06-24 | 970210168 | 20 | 2018-06-20
1001875639 | 227-CRM - Electrical Maintenance | 153574-Pankaj Kumar | 2018-05-25 | PR | 1 | CRMP WRNCH;CABLE LUG 0.5-6 MM2YES UPT | 5152A0022 | M | 295 | 40 | CRE1 | 104 | NB | 10 NOS | 700 | 7000 | 2018-06-24 | 920575190 | 10 | 2018-05-28
1001875639 | 227-CRM - Electrical Maintenance | 153574-Pankaj Kumar | 2018-05-25 | PR | 2 | SLTD SCRW DRVR;2.5 MM0.8 MM50 MM150 M | 5161A0032 | M | 295 | 40 | CRE1 | 104 | NB | 15 NOS | 400 | 6000 | 2018-06-24 | 920575190 | 20 | 2018-05-28
1001876790 | 227-CRM - Electrical Maintenance | 121461-R K Sachan | 2018-05-28 | RO | 1 | Metallic Spiral Binding | 0291A6454 | M | 274 | 40 | CRE1 | 133 | NB | 24 NOS | 7.8 | 187.2 | 2018-05-28 | 4403123044 | 10 | 2018-05-28
1001876790 | 227-CRM - Electrical Maintenance | 121461-R K Sachan | 2018-05-28 | RO | 2 | Art Paperdouble sidemore than 1000 nos | 0291A6497 | M | 274 | 40 | CR01 | 133 | NB | 2192 NOS | 0.75 | 1644 | 2018-05-28 | 4403123044 | 20 | 2018-05-28
1001876907 | 227-CRM - Electrical Maintenance | 153574-Pankaj Kumar | 2018-05-28 | PR | 1 | BRAKE ASSEMBLY INTORQ GMBH GERMANY DA | 5623A0650 | M | 230 | 40 | CRE1 | 101 | NP | 1 SET | 100000 | 100000 | 2018-06-27 | 970210155 | 10 | 2018-06-20
1001876936 | 227-CRM - Electrical Maintenance | 149329-RAVI SHEKHAR | 2018-05-29 | RO | 1 | Metallic Spiral Binding | 0291A6454 | M | 274 | 40 | CRE1 | 133 | NB | 24 NOS | 7.8 | 187.2 | 2018-05-29 | 4403125641 | 10 | 2018-05-29
1001876936 | 227-CRM - Electrical Maintenance | 149329-RAVI SHEKHAR | 2018-05-29 | RO | 2 | Art Paperdouble sidemore than 1000 nos | 0291A6497 | M | 274 | 40 | CR01 | 133 | NB | 2192 NOS | 0.75 | 1644 | 2018-05-29 | 4403125641 | 20 | 2018-05-29
1001877006 | 227-CRM - Electrical Maintenance | 154844-JEEVAN JYOTI JENA | 2018-05-29 | RO | 1 | COMTR SPR;MAGENTA CARTRIDGEHPPRINTER | 5309A0526 | M | 212 | 40 | CRE1 | 121 | NB | 2 NOS | 2893 | 5786 | 2018-06-04 | 4403126706 | 10 | 2018-05-29
1001877006 | 227-CRM - Electrical Maintenance | 154844-JEEVAN JYOTI JENA | 2018-05-29 | RO | 2 | COMTR SPR;YELLOW CARTRIDGEHPPRINTER | 5309A0527 | M | 212 | 40 | CRE1 | 121 | NB | 2 NOS | 2893 | 5786 | 2018-06-04 | 4403126706 | 20 | 2018-05-29
1001877006 | 227-CRM - Electrical Maintenance | 154844-JEEVAN JYOTI JENA | 2018-05-29 | RO | 3 | COMTR SPR;BLACK CARTRIDGEHPPRINTER | 5309A0530 | M | 212 | 40 | CRE1 | 121 | NB | 2 NOS | 2678 | 5356 | 2018-06-04 | 4403126706 | 30 | 2018-05-29
1001877599 | 227-CRM - Electrical Maintenance | 504850-ANOOP RADHEYSHYAM PANDEY | 2018-05-29 | RO | 1 | Antifog goggles | 0150A0068 | M | 290 | 40 | CRE1 | 171 | NB | 50 NOS | 186 | 9300 | 2018-06-20 | 4403127106 | 10 | 2018-05-29
1001878759 | 227-CRM - Electrical Maintenance | 121461-R K Sachan | 2018-06-11 | PR | 1 | LT CBL;18 2.5 MM2COPPER SPECL POLY | 5717A0746 | M | 222 | 40 | CRE1 | 101 | NB | 200 M | 1800 | 360000 | 2018-06-30 | 920579029 | 10 | 2018-06-11
1001879316 | 227-CRM - Electrical Maintenance | 154844-JEEVAN JYOTI JENA | 2018-05-31 | RO | 1 | 12V 26Ah UPS SMF battery | 0959A0606 | M | 221 | 40 | 227R | 101 | NB | 16 NOS | 1679 | 26864 | 2018-06-06 | 4403135596 | 10 | 2018-05-31
1001879547 | 227-CRM - Electrical Maintenance | 149329-RAVI SHEKHAR | 2018-06-01 | PR | 1 | ORS POWDER SACHETS OF 21 GMS. NOS | 5733A0083 | M | 218 | 40 | CRE1 | 133 | NB | 600 PAK | 5 | 3000 | 2018-06-08 | 920576644 | 10 | 2018-06-01
1001879952 | 227-CRM - Electrical Maintenance | 121461-R K Sachan | 2018-06-01 | PR | 1 | LUB OIL PUMP;INK PUMP A & M CO. LTD.JA | 5202A0082 | M | 261 | 40 | CRE1 | 101 | NP | 1 NOS | 175000 | 175000 | 2018-07-01 | 970210026 | 10 | 2018-06-20
1001879952 | 227-CRM - Electrical Maintenance | 121461-R K Sachan | 2018-06-01 | PR | 2 | PLC;AUTOMATION CONTROLLER NOT REQUIRED | 5272A0052 | M | 240 | 40 | CRE1 | 101 | NP | 1 NOS | 825000 | 825000 | 2018-07-01 | 970210026 | 20 | 2018-06-20
1001879952 | 227-CRM - Electrical Maintenance | 121461-R K Sachan | 2018-06-01 | PR | 3 | PROFIBUS DP BUS CONTROLLER A&M CO LTD | 5620A2809 | M | 240 | 40 | CRE1 | 101 | NP | 1 NOS | 250000 | 250000 | 2018-07-01 | 970210026 | 30 | 2018-06-20
1001879952 | 227-CRM - Electrical Maintenance | 121461-R K Sachan | 2018-06-01 | PR | 4 | TOUCH SCREEN MITSUBISHI GT2710-STBA | 5620A2814 | M | 240 | 40 | CRE1 | 101 | NP | 1 NOS | 350000 | 350000 | 2018-07-01 | 970210026 | 40 | 2018-06-20
1001879952 | 227-CRM - Electrical Maintenance | 121461-R K Sachan | 2018-06-01 | PR | 5 | SERVO MOTOR POWER CABLE A & M CO. LTD.J | 5623A0641 | M | 230 | 40 | CRE1 | 101 | NP | 2 NOS | 50000 | 100000 | 2018-07-01 | 970210026 | 50 | 2018-06-20
1001879952 | 227-CRM - Electrical Maintenance | 121461-R K Sachan | 2018-06-01 | PR | 6 | SERVO MOTOR ENCODER CABLE A & M CO. LTD | 5623A0642 | M | 230 | 40 | CRE1 | 101 | NP | 2 NOS | 50000 | 100000 | 2018-07-01 | 970210026 | 60 | 2018-06-20
1001879952 | 227-CRM - Electrical Maintenance | 121461-R K Sachan | 2018-06-01 | PR | 7 | SPL MOTR;AC SERVO MOTOR A & M CO. LTD.J | 5924A0431 | M | 230 | 40 | CRE1 | 101 | NP | 2 NOS | 175000 | 350000 | 2018-07-01 | 970210026 | 70 | 2018-06-20
1001879952 | 227-CRM - Electrical Maintenance | 121461-R K Sachan | 2018-06-01 | PR | 8 | SPL MOTR;LIFTING AND LOWERING MOTOR A | 5924A0432 | M | 230 | 40 | CRE1 | 101 | NP | 1 NOS | 175000 | 175000 | 2018-07-01 | 970210026 | 80 | 2018-06-20
1001879952 | 227-CRM - Electrical Maintenance | 121461-R K Sachan | 2018-06-01 | PR | 9 | SPL MOTR;LINE CHANGE MOTOR A & M CO. L | 5924A0442 | M | 230 | 40 | CRE1 | 101 | NP | 1 SET | 150000 | 150000 | 2018-07-01 | 970210026 | 90 | 2018-06-20
1001879952 | 227-CRM - Electrical Maintenance | 121461-R K Sachan | 2018-06-01 | PR | 10 | INVTR;1.5 KVAMARKING MACHINE 200 V20 | 6029A0033 | M | 240 | 40 | CRE1 | 101 | NP | 1 NOS | 175000 | 175000 | 2018-07-01 | 970210026 | 100 | 2018-06-20
1001879952 | 227-CRM - Electrical Maintenance | 121461-R K Sachan | 2018-06-01 | PR | 11 | DRV MODL;200 KWA&M CO LTD SGD7S2R8A00A | 6098A0154 | M | 240 | 40 | CRE1 | 101 | NP | 2 NOS | 175000 | 350000 | 2018-07-01 | 970210026 | 110 | 2018-06-20
1001879995 | 227-CRM - Electrical Maintenance | 121461-R K Sachan | 2018-06-11 | PR | 1 | LT CBL;161.5MM2COPPER | 5717A0482 | M | 222 | 40 | CRE1 | 101 | NB | 500 M | 350 | 175000 | 2018-07-31 | 920579039 | 10 | 2018-06-11
1001879995 | 227-CRM - Electrical Maintenance | 121461-R K Sachan | 2018-06-11 | PR | 2 | LT CBL;1 50 MM2COPPER HEAT RESISTI | 5717A0709 | M | 222 | 40 | CRE1 | 101 | NB | 300 M | 400 | 120000 | 2018-07-31 | 920579039 | 20 | 2018-06-11
1001879995 | 227-CRM - Electrical Maintenance | 121461-R K Sachan | 2018-06-11 | PR | 3 | LT CBL;1 70 MM2COPPER HEAT RESISTI | 5717A0710 | M | 222 | 40 | CRE1 | 101 | NB | 300 M | 500 | 150000 | 2018-07-31 | 920579039 | 30 | 2018-06-11
1001880169 | 227-CRM - Electrical Maintenance | 504850-ANOOP RADHEYSHYAM PANDEY | 2018-06-01 | PR | 1 | POWER SUPPLY;240VAC12VDC2A | 5262A0220 | M | 235 | 40 | CRE1 | 104 | NB | 20 NOS | 700 | 14000 | 2018-06-26 | 920577458 | 10 | 2018-06-04
1001880171 | 227-CRM - Electrical Maintenance | 504850-ANOOP RADHEYSHYAM PANDEY | 2018-06-01 | RO | 1 | CCTV Camera for HBF | 1629A0044 | M | 240 | 40 | CRE1 | 101 | NB | 2 NOS | 13467.3 | 26934.6 | 2018-06-01 | 4403149225 | 10 | 2018-07-19
1001880704 | 227-CRM - Electrical Maintenance | 154844-JEEVAN JYOTI JENA | 2018-06-03 | PR | 1 | SPL TRF;IGNITION TRANSFORMER WITH BOX D | 5925A0041 | M | 236 | 40 | CRE1 | 104 | NP | 3 NOS | 3000 | 9000 | 2018-07-18 | 970210314 | 10 | 2018-06-21
1001880946 | 227-CRM - Electrical Maintenance | 121461-R K Sachan | 2018-06-04 | PR | 1 | LAB ACCS;ANTI-STATIC BAG-ELECTRONIC LAB | 5959A0421 | M | 240 | 40 | CRE1 | 104 | NB | 100 NOS | 108.07 | 10807 | 2018-07-04 | 920577575 | 10 | 2018-06-04
1001880946 | 227-CRM - Electrical Maintenance | 121461-R K Sachan | 2018-06-04 | PR | 2 | LAB ACCS;ANTI-STATIC BAG-ELECTRONIC LAB | 5959A0422 | M | 240 | 40 | CRE1 | 104 | NB | 200 NOS | 44.44 | 8888 | 2018-07-04 | 920577575 | 20 | 2018-06-04
1001881161 | 227-CRM - Electrical Maintenance | 149329-RAVI SHEKHAR | 2018-06-04 | PR | 1 | ELCTNC;COMUNICATION DEVICE HANDS FREE | 5968A0050 | M | 240 | 40 | CRE1 | 101 | NP | 6 NOS | 57820 | 346920 | 2018-07-04 | 970210154 | 10 | 2018-06-20
1001882862 | 227-CRM - Electrical Maintenance | 149228-Sumit Ganguly | 2018-06-06 | PR | 1 | EL T&M INST;EDDY CURRENT CALIBRATION KIT | 5189A0127 | M | 235 | 40 | CRE1 | 107 | NP | 1 NOS | 255850 | 255850 | 2018-08-05 | 970212475 | 10 | 2018-07-05
1001883495 | 227-CRM - Electrical Maintenance | 121461-R K Sachan | 2018-06-07 | PR | 1 | BRAKE RECTIFIER SEW -EURODRIVE INDIA P | 5623A0651 | M | 230 | 40 | CRE1 | 101 | NP | 5 NOS | 10000 | 50000 | 2018-07-07 | 970210584 | 10 | 2018-06-23
1001883495 | 227-CRM - Electrical Maintenance | 121461-R K Sachan | 2018-06-07 | PR | 2 | BRAKE ASSEMBLY SEW -EURODRIVE INDIA PV | 5623A0652 | M | 230 | 40 | CRE1 | 101 | NP | 2 SET | 90000 | 180000 | 2018-07-07 | 970210584 | 20 | 2018-06-23
1001883495 | 227-CRM - Electrical Maintenance | 121461-R K Sachan | 2018-06-07 | PR | 3 | BRAKE ASSEMBLY SEW -EURODRIVE INDIA PV | 5623A0661 | M | 230 | 40 | CRE1 | 101 | NP | 2 NOS | 100000 | 200000 | 2018-07-07 | 970210584 | 30 | 2018-06-23
1001883495 | 227-CRM - Electrical Maintenance | 121461-R K Sachan | 2018-06-07 | PR | 4 | BRAKE ASSEMBLY SEW -EURODRIVE INDIA PV | 5623A0662 | M | 230 | 40 | CRE1 | 101 | NP | 1 NOS | 80000 | 80000 | 2018-07-07 | 970210584 | 40 | 2018-06-23
1001884618 | 227-CRM - Electrical Maintenance | 149303-Nilanjan Haldar | 2018-06-08 | PR | 1 | KEY RING FOR TAGGING ANY REPUTED KR 01 | 5789A0211 | M | 276 | 40 | CR01 | 104 | NB | 1000 NOS | 4.1 | 4100 | 2018-06-20 | 920578948 | 10 | 2018-06-08
1001884702 | 227-CRM - Electrical Maintenance | 504850-ANOOP RADHEYSHYAM PANDEY | 2018-06-08 | PR | 1 | SINUMERIK 840 D SIEMENS 6FC5203-0AB10- | 5620A2783 | M | 240 | 40 | CRE1 | 101 | NP | 1 NOS | 380000 | 380000 | 2018-06-23 | 970222129 | 10 | 2018-09-10
1001884707 | 227-CRM - Electrical Maintenance | 504850-ANOOP RADHEYSHYAM PANDEY | 2018-06-08 | PR | 1 | DRY CEL;LITHIUM 3.6 V1200 AMHNO | 5442A0079 | M | 221 | 40 | CRE1 | 107 | NP | 10 NOS | 18000 | 180000 | 2018-06-23 | 970222127 | 10 | 2018-09-10
1001884708 | 227-CRM - Electrical Maintenance | 504850-ANOOP RADHEYSHYAM PANDEY | 2018-06-08 | PR | 1 | OPERATOR PANEL TOSHIBA NL6448AC33-10 | 5620A2831 | M | 240 | 40 | CRE1 | 101 | NP | 2 NOS | 33000 | 66000 | 2018-07-08 | 970213162 | 10 | 2018-07-10
1001884966 | 227-CRM - Electrical Maintenance | 149329-RAVI SHEKHAR | 2018-06-08 | RO | 1 | ArtPaper4ColorDigi.singlemorethan50 | 0291A6528 | M | 274 | 40 | CRE1 | 133 | NB | 700 NOS | 7 | 4900 | 2018-06-08 | 4403186481 | 10 | 2018-06-13
1001884966 | 227-CRM - Electrical Maintenance | 149329-RAVI SHEKHAR | 2018-06-08 | RO | 2 | Photocopy (Single Side) | 0291A6543 | M | 274 | 40 | CRE1 | 133 | NB | 400 NOS | 0.58 | 232 | 2018-06-08 | 4403186481 | 20 | 2018-06-13
1001885218 | 227-CRM - Electrical Maintenance | 121461-R K Sachan | 2018-06-09 | PR | 1 | SPL INST;SENSOR REFLECTIVE TAPE SIZE- | 6049A0101 | M | 256 | 40 | CRE1 | 101 | NB | 2 RLL | 25000 | 50000 | 2018-07-09 | 920579810 | 10 | 2018-06-11
1001885388 | 227-CRM - Electrical Maintenance | 504850-ANOOP RADHEYSHYAM PANDEY | 2018-06-09 | PR | 1 | PTCH CORD;FIBER MULTIMODE5M | 5280A0037 | M | 212 | 40 | CRE1 | 104 | NB | 30 NOS | 1000 | 30000 | 2018-07-09 | 920579813 | 10 | 2018-06-11
1001885823 | 227-CRM - Electrical Maintenance | 149329-RAVI SHEKHAR | 2018-06-11 | PR | 1 | MCCB;32A3415V50KAAC50HZ1NO+1NC | 5509A0316 | M | 234 | 40 | CRE1 | 104 | NB | 10 NOS | 9000 | 90000 | 2018-07-11 | 920583226 | 10 | 2018-06-21
1001885850 | 227-CRM - Electrical Maintenance | 149329-RAVI SHEKHAR | 2018-06-11 | PR | 1 | PLC;AUTOMATIONNOT REQUIRED | 5272A0007 | M | 240 | 40 | CRE1 | 101 | NP | 1 SET | 1450000 | 1450000 | 2018-10-09 | 970212466 | 10 | 2018-07-05
1001886885 | 227-CRM - Electrical Maintenance | 149303-Nilanjan Haldar | 2018-06-12 | PR | 1 | SGNL ISLTR;ISOLATING AMPLIFIER 110 VAC | 5678A0057 | M | 240 | 40 | CR01 | 107 | NP | 2 NOS | 38000 | 76000 | 2018-07-11 | 970212460 | 10 | 2018-07-05
1001888271 | 227-CRM - Electrical Maintenance | 149329-RAVI SHEKHAR | 2018-06-14 | RO | 1 | ED USER COM SPR;2 TB PORTABLE HARD DISK | 5309A0379 | M | 212 | 40 | CRE1 | 121 | NB | 8 NOS | 5099 | 40792 | 2018-06-22 | 4403189860 | 10 | 2018-06-14
1001888445 | 227-CRM - Electrical Maintenance | 149228-Sumit Ganguly | 2018-06-14 | PR | 1 | ELTNC CARD;POWER SUPPLYEC-POWER SUPPLY | 5540A1123 | M | 240 | 40 | CRE1 | 107 | NP | 1 NOS | 460530 | 460530 | 2018-08-13 | 970212465 | 10 | 2018-07-05
1001888788 | 227-CRM - Electrical Maintenance | 119449-Swapan K Das | 2018-06-14 | PR | 1 | UV FLAME DETECTOR C7012E1104 HONEYWELL | 6019A0120 | M | 211 | 40 | CRE1 | 101 | NP | 2 NOS | 70000 | 140000 | 2018-09-19 | 970243931 | 10 | 2019-02-05
1001888788 | 227-CRM - Electrical Maintenance | 119449-Swapan K Das | 2018-06-14 | PR | 2 | COIL AND SHUTTER ASSEMBLY 190971B HONE | 6019A0121 | M | 211 | 40 | CRE1 | 101 | NP | 3 NOS | 15000 | 45000 | 2018-09-19 | 970243931 | 20 | 2019-02-05
1001889062 | 227-CRM - Electrical Maintenance | 153574-Pankaj Kumar | 2018-06-14 | PR | 1 | LOAD CELL SPR | 5512A0069 | M | 308 | 40 | CRE1 | 101 | NP | 4 NOS | 100000 | 400000 | 2018-08-13 | 970210151 | 10 | 2018-06-20
1001889542 | 227-CRM - Electrical Maintenance | 152790-Sourabh Basu | 2018-06-15 | PR | 1 | DRV MODL;145AABBACS880415V | 6098A0020 | M | 240 | 40 | CRE1 | 101 | NP | 2 NOS | 240000 | 480000 | 2018-07-31 | 970213160 | 10 | 2018-07-10
1001889684 | 227-CRM - Electrical Maintenance | 149329-RAVI SHEKHAR | 2018-06-15 | PR | 1 | AHU;DOUBLE SKIN HORIZONTAL MOUNTED 1250 | 5199A0025 | M | 287 | 40 | CRE1 | 101 | NP | 1 SET | 500000 | 500000 | 2018-09-13 | 970211014 | 10 | 2018-06-26
1001890021 | 227-CRM - Electrical Maintenance | 121461-R K Sachan | 2018-06-16 | PR | 1 | SPL INST;THERMOSTAT 70 DEGREE CENTIGRA | 6049A0082 | M | 256 | 40 | CRE1 | 104 | NB | 40 NOS | 489.85 | 19594 | 2018-06-30 | 920581991 | 10 | 2018-06-18
1001890027 | 227-CRM - Electrical Maintenance | 121461-R K Sachan | 2018-06-16 | PR | 1 | SPL INST;SENSOR REFLECTIVE TAPE SIZE- | 6049A0101 | M | 256 | 40 | CRE1 | 104 | NB | 2 RLL | 25000 | 50000 | 2018-06-30 | 920581996 | 10 | 2018-06-18
1001890031 | 227-CRM - Electrical Maintenance | 121461-R K Sachan | 2018-06-16 | PR | 1 | IND LAMP;WHITE 230 VACEMERGENCY LIGHT | 5868A0190 | M | 229 | 40 | CRE1 | 104 | NB | 5 NOS | 8000 | 40000 | 2018-06-30 | 920582002 | 10 | 2018-06-18
1001890852 | 227-CRM - Electrical Maintenance | 121461-R K Sachan | 2018-06-18 | PR | 1 | BLUETOOTH HEADSET DEVICE JABRA DESKT | 5309A1014 | M | 212 | 40 | CRE1 | 104 | NP | 5 NOS | 5500 | 27500 | 2018-07-18 | 970212127 | 10 | 2018-07-03
1001891418 | 227-CRM - Electrical Maintenance | 149303-Nilanjan Haldar | 2018-06-19 | PR | 1 | MESRG ISNT;ELECTRONICS MOTOR CHECKER E | 5668A0201 | M | 235 | 40 | CR01 | 104 | NB | 2 NOS | 4000 | 8000 | 2018-07-19 | 920582561 | 10 | 2018-06-19
1001892085 | 227-CRM - Electrical Maintenance | 149329-RAVI SHEKHAR | 2018-06-20 | PR | 1 | FIFE STRIP CENTER GUIDING EQPT MAXCESS | 5956A2432 | M | 256 | 40 | CRE1 | 101 | NP | 4 SET | 750000 | 3000000 | 2018-09-18 | 970212054 | 10 | 2018-07-03
1001892085 | 227-CRM - Electrical Maintenance | 149329-RAVI SHEKHAR | 2018-06-20 | PR | 2 | SPL INST;LINEAR POSITION TRANSDUCER 350 | 6049A0100 | M | 256 | 40 | CRE1 | 101 | NP | 4 NOS | 150000 | 600000 | 2018-08-19 | 970212054 | 20 | 2018-07-03
1001892167 | 227-CRM - Electrical Maintenance | 149329-RAVI SHEKHAR | 2018-06-20 | PR | 1 | LAMP;INFRA RED3800WNORMAL415VAC | 5838A0388 | M | 229 | 40 | CRE1 | 107 | NP | 100 NOS | 7356.15 | 735615 | 2018-09-18 | 970210950 | 10 | 2018-06-26
1001892255 | 227-CRM - Electrical Maintenance | 149329-RAVI SHEKHAR | 2018-06-20 | PR | 1 | LIU WITH ACCESSORIES NETWORKING COMPONE | 5968A0114 | M | 240 | 40 | CRE1 | 101 | NP | 1 SET | 150000 | 150000 | 2018-08-19 | 970212229 | 10 | 2018-07-04
1001892255 | 227-CRM - Electrical Maintenance | 149329-RAVI SHEKHAR | 2018-06-20 | PR | 2 | CI810B AF100 FIELD COMMUN INT AIR KNIFE | 5968A0115 | M | 240 | 40 | CRE1 | 101 | NP | 1 SET | 1980000 | 1980000 | 2018-08-19 | 970212229 | 20 | 2018-07-04
1001892255 | 227-CRM - Electrical Maintenance | 149329-RAVI SHEKHAR | 2018-06-20 | PR | 3 | SC510 SUB-MODULE CARRIER AC450 SYSTEM | 5968A0116 | M | 240 | 40 | CRE1 | 101 | NP | 1 SET | 2120000 | 2120000 | 2018-08-19 | 970212229 | 30 | 2018-07-04
1001892532 | 227-CRM - Electrical Maintenance | 504850-ANOOP RADHEYSHYAM PANDEY | 2018-06-20 | PR | 1 | RTD;PLATINUMPT1003 WIRE DUPLEX | 5649A0080 | M | 256 | 40 | CRE1 | 101 | NP | 10 NOS | 40000 | 400000 | 2018-08-19 | 970212462 | 10 | 2018-07-05
1001893082 | 227-CRM - Electrical Maintenance | 149329-RAVI SHEKHAR | 2018-06-21 | RO | 1 | Art Paperdouble sideupto 1000 nos | 0291A6496 | M | 274 | 40 | CRMO | 133 | NB | 1000 NOS | 0.8 | 800 | 2018-06-21 | 4403218919 | 10 | 2018-06-21
1001893082 | 227-CRM - Electrical Maintenance | 149329-RAVI SHEKHAR | 2018-06-21 | RO | 2 | Glue Binding more than 100 sheets | 0291A6536 | M | 274 | 40 | CR01 | 133 | NB | 12 NOS | 1.5 | 18 | 2018-06-21 | 4403218919 | 20 | 2018-06-21
1001893545 | 227-CRM - Electrical Maintenance | 504850-ANOOP RADHEYSHYAM PANDEY | 2018-06-21 | PR | 1 | SPL INST;SENSOR REFLECTIVE TAPE SIZE- | 6049A0101 | M | 256 | 40 | CRE1 | 104 | NB | 2 RLL | 25000 | 50000 | 2018-07-26 | 920583476 | 10 | 2018-06-22
1001893582 | 227-CRM - Electrical Maintenance | 504850-ANOOP RADHEYSHYAM PANDEY | 2018-06-21 | PR | 1 | PIPE;TUBE12MMSEAMLESS6M2MM | 5842A0505 | M | 281 | 40 | CRE1 | 101 | NB | 120 M | 280 | 33600 | 2018-07-21 | 920596095 | 10 | 2018-07-30
1001893582 | 227-CRM - Electrical Maintenance | 504850-ANOOP RADHEYSHYAM PANDEY | 2018-06-21 | PR | 2 | PIPE;PIPE33.4MMSEAMLESS6M3.3MM | 5842A0515 | M | 281 | 40 | CRE1 | 101 | NB | 120 M | 360 | 43200 | 2018-07-21 | 920596095 | 20 | 2018-07-30
1001893582 | 227-CRM - Electrical Maintenance | 504850-ANOOP RADHEYSHYAM PANDEY | 2018-06-21 | PR | 3 | PIPE;TUBE42.9MMSEAMLESS6 - 8METER | 5842A0533 | M | 281 | 40 | CRE1 | 101 | NB | 120 M | 540 | 64800 | 2018-07-21 | 920596095 | 30 | 2018-07-30
1001893582 | 227-CRM - Electrical Maintenance | 504850-ANOOP RADHEYSHYAM PANDEY | 2018-06-21 | PR | 4 | PIPE;PIPE60.30MMSEAMLESS6M8MM | 5842A0545 | M | 281 | 40 | CRE1 | 101 | NB | 120 M | 620 | 74400 | 2018-07-21 | 920596095 | 40 | 2018-07-30
1001893582 | 227-CRM - Electrical Maintenance | 504850-ANOOP RADHEYSHYAM PANDEY | 2018-06-21 | PR | 5 | PIPE;TUBE20MMSEAMLESS6M3.6MM | 5842A0549 | M | 281 | 40 | CRE1 | 101 | NB | 120 M | 460 | 55200 | 2018-07-21 | 920596095 | 50 | 2018-07-30
1001893652 | 227-CRM - Electrical Maintenance | 504850-ANOOP RADHEYSHYAM PANDEY | 2018-06-21 | PR | 8 | CPC CALLIBRATION JIG NIRECO CORPORATION | 5956A2453 | M | 256 | 40 | CRE1 | 107 | NP | 1 NOS | 173850 | 173850 | 2018-08-20 | 970213161 | 10 | 2018-07-10
1001893769 | 227-CRM - Electrical Maintenance | 504850-ANOOP RADHEYSHYAM PANDEY | 2018-06-21 | PR | 1 | MANIFOLD FOR DPT AZBIL CORPORATION JAPA | 6124A0172 | M | 256 | 40 | CRE1 | 101 | NP | 8 NOS | 30000 | 240000 | 2018-10-19 | 970230507 | 10 | 2018-11-06
1001893769 | 227-CRM - Electrical Maintenance | 504850-ANOOP RADHEYSHYAM PANDEY | 2018-06-21 | PR | 2 | DIFF. PRESSURE TRANSMITTER AZBIL CORPOR | 6124A0173 | M | 256 | 40 | CRE1 | 101 | NP | 4 NOS | 88000 | 352000 | 2018-10-19 | 970230507 | 20 | 2018-11-06
1001893841 | 227-CRM - Electrical Maintenance | 149329-RAVI SHEKHAR | 2018-06-22 | PR | 1 | DRV MODL;17AABBACS880415V | 6098A0013 | M | 240 | 40 | CRE1 | 101 | NP | 1 NOS | 358020 | 358020 | 2018-07-20 | 970214578 | 10 | 2018-07-19
1001893841 | 227-CRM - Electrical Maintenance | 149329-RAVI SHEKHAR | 2018-06-22 | PR | 2 | DRV MODL;25AABBACS880415V | 6098A0016 | M | 240 | 40 | CRE1 | 101 | NP | 1 NOS | 372600 | 372600 | 2018-07-20 | 970214578 | 20 | 2018-07-19
1001893841 | 227-CRM - Electrical Maintenance | 149329-RAVI SHEKHAR | 2018-06-22 | PR | 3 | DRV MODL;45AABBACS880415V | 6098A0019 | M | 240 | 40 | CRE1 | 101 | NP | 3 NOS | 435780 | 1307340 | 2018-07-20 | 970214578 | 30 | 2018-07-19
1001893841 | 227-CRM - Electrical Maintenance | 149329-RAVI SHEKHAR | 2018-06-22 | PR | 4 | DRV MODL;145AABBACS880415V | 6098A0020 | M | 240 | 40 | CRE1 | 101 | NP | 1 NOS | 678780 | 678780 | 2018-07-20 | 970214578 | 40 | 2018-07-19
1001893841 | 227-CRM - Electrical Maintenance | 149329-RAVI SHEKHAR | 2018-06-22 | PR | 5 | DRV MODL;45 KWABB ACS880 415 VACS880 | 6098A0221 | M | 240 | 40 | CRE1 | 101 | NP | 1 NOS | 575100 | 575100 | 2018-07-20 | 970214578 | 50 | 2018-07-19
1001894957 | 227-CRM - Electrical Maintenance | 121461-R K Sachan | 2018-06-23 | PR | 2 | SERVER;LENOVO/DELL/HP/IBM2.1GHZ | 5318A0028 | M | 212 | 40 | CRE1 | 123 | NC | 1 NOS | 450000 | 450000 | 2018-06-23 | 910010849 | 10 | 2018-09-06
1001895629 | 227-CRM - Electrical Maintenance | 504850-ANOOP RADHEYSHYAM PANDEY | 2018-06-25 | PR | 1 | CAMRA&ACCES;HOUSING FOR CCTV CAMERA | 5648A0039 | M | 314 | 40 | CRE1 | 101 | NB | 8 NOS | 6200 | 49600 | 2018-07-25 | 920584465 | 10 | 2018-06-25
1001896942 | 227-CRM - Electrical Maintenance | 154844-JEEVAN JYOTI JENA | 2018-06-27 | PR | 1 | BATTERY;SMFUPS12V100AMHBOLT- ON | 5537A0106 | M | 221 | 40 | CRE1 | 101 | NB | 32 NOS | 6959.63 | 222708.16 | 2018-07-27 | 920588220 | 10 | 2018-07-06
1001897377 | 227-CRM - Electrical Maintenance | 121461-R K Sachan | 2018-06-27 | PR | 1 | CAMRA&ACC;RG 11 CABLEANY REPUTEDANY | 5648A0200 | M | 314 | 40 | CRE1 | 104 | NB | 1000 M | 60 | 60000 | 2018-07-27 | 920590243 | 10 | 2018-07-12
1001897402 | 227-CRM - Electrical Maintenance | 121461-R K Sachan | 2018-06-27 | PR | 1 | TROLLEY WHEEL MOUNTED TROLLEY 810 X | 5819A0085 | M | 295 | 40 | CRE1 | 104 | NB | 2 NOS | 40000 | 80000 | 2018-07-27 | 920590235 | 10 | 2018-07-12
1001897468 | 227-CRM - Electrical Maintenance | 121461-R K Sachan | 2018-06-27 | PR | 1 | HOOTER;ELECTRONICSINGLE1KM220VSTEEL | 5048A0005 | M | 233 | 40 | CRE1 | 104 | NB | 8 NOS | 5602.1 | 44816.8 | 2018-07-27 | 920585241 | 10 | 2018-06-27
1001897773 | 227-CRM - Electrical Maintenance | 121461-R K Sachan | 2018-06-28 | PR | 1 | SFU;630 A3 690 VAC3 2 2 PVC | 5472A0110 | M | 234 | 40 | CRE1 | 104 | NP | 2 NOS | 25000 | 50000 | 2018-07-28 | 970254385 | 10 | 2019-04-18
1001898860 | 227-CRM - Electrical Maintenance | 504850-ANOOP RADHEYSHYAM PANDEY | 2018-06-29 | PR | 1 | FLAT JEWELLERES SCREWDRIVER 537-861 RS | 5766A1016 | M | 295 | 40 | CRE1 | 104 | NP | 8 SET | 5200 | 41600 | 2018-08-28 | 970222116 | 10 | 2018-09-10
1001898860 | 227-CRM - Electrical Maintenance | 504850-ANOOP RADHEYSHYAM PANDEY | 2018-06-29 | PR | 2 | CASED JEWELLERS SCREWDRIVER 16537 RS C | 5766A1017 | M | 295 | 40 | CRE1 | 104 | NP | 8 SET | 5400 | 43200 | 2018-08-28 | 970222116 | 20 | 2018-09-10
1001898861 | 227-CRM - Electrical Maintenance | 504850-ANOOP RADHEYSHYAM PANDEY | 2018-06-29 | PR | 1 | FLD SNSR;LIMIT SWITCH OMRON 125 VAC1 | 5700A0971 | M | 256 | 40 | CRE1 | 101 | NP | 6 NOS | 36000 | 216000 | 2018-08-28 | 970222123 | 10 | 2018-09-10
1001899499 | 227-CRM - Electrical Maintenance | 121461-R K Sachan | 2018-06-30 | PR | 1 | PNL MTR;ANALOG 40-0-40 VDCDC VOLTMETE | 5427A0022 | M | 235 | 40 | CRE1 | 104 | NB | 5 NOS | 1000 | 5000 | 2018-07-30 | 920586857 | 10 | 2018-07-02
1001900912 | 227-CRM - Electrical Maintenance | 149303-Nilanjan Haldar | 2018-07-03 | PR | 1 | DRIV SPR;IGBTHITACHICM200DY-24NF | 5542A1082 | M | 240 | 40 | CR01 | 101 | NB | 5 NOS | 12000 | 60000 | 2018-08-02 | 920596105 | 10 | 2018-07-30
1001901506 | 227-CRM - Electrical Maintenance | 162796-Tushar Kumar Chandra | 2018-07-03 | PR | 1 | COMTR SPR;PRINT HEADHPPRINTERHP 8000 | 5309A0408 | M | 212 | 40 | CR01 | 121 | NB | 2 NOS | 3947 | 7894 | 2018-07-18 | 920587275 | 10 | 2018-07-03
1001901506 | 227-CRM - Electrical Maintenance | 162796-Tushar Kumar Chandra | 2018-07-03 | PR | 2 | COMTR SPR;PRINT HEADHPPRINTERHP 8000 | 5309A0409 | M | 212 | 40 | CR01 | 121 | NB | 2 NOS | 3947 | 7894 | 2018-07-18 | 920587275 | 20 | 2018-07-03
1001901524 | 227-CRM - Electrical Maintenance | 121461-R K Sachan | 2018-07-03 | RO | 1 | DRIVE ISOLATOR HANDLE | 0950A0091 | M | 234 | 40 | CRE1 | 101 | NB | 25 NOS | 754 | 18850 | 2018-07-31 | 4403268888 | 10 | 2018-07-03
1001902302 | 227-CRM - Electrical Maintenance | 121461-R K Sachan | 2018-07-04 | PR | 1 | 16 CHANNEL RELAY OUTPUT BOARD 24 V D.C | 5968A0126 | M | 240 | 40 | CRE1 | 104 | NB | 3 NOS | 10000 | 30000 | 2018-08-03 | 920587782 | 10 | 2018-07-05
1001902302 | 227-CRM - Electrical Maintenance | 121461-R K Sachan | 2018-07-04 | PR | 2 | 8 CHANNEL RELAY OUTPUT BOARD 24 V D.C. | 5968A0127 | M | 240 | 40 | CRE1 | 104 | NB | 3 NOS | 6000 | 18000 | 2018-08-03 | 920587782 | 20 | 2018-07-05
1001902569 | 227-CRM - Electrical Maintenance | 162796-Tushar Kumar Chandra | 2018-07-04 | RO | 1 | ED USER COM SPR;2 TB PORTABLE HARD DISK | 5309A0360 | M | 212 | 40 | CR01 | 121 | NB | 1 NOS | 5497 | 5497 | 2018-08-03 | 4403275491 | 10 | 2018-08-29
1001902569 | 227-CRM - Electrical Maintenance | 162796-Tushar Kumar Chandra | 2018-07-04 | RO | 2 | ED USER COM SPR;32 GB USB 2.0 PEN DRIVE | 5309A0361 | M | 212 | 40 | CR80 | 121 | NB | 1 NOS | 481 | 481 | 2018-08-03 | 4403275491 | 20 | 2018-08-29
1001902569 | 227-CRM - Electrical Maintenance | 162796-Tushar Kumar Chandra | 2018-07-04 | RO | 3 | COMTR SPR;WIRELESS KEY & MOUSELOGITECH | 5309A0450 | M | 212 | 40 | CRE1 | 121 | NB | 1 NOS | 1015 | 1015 | 2018-08-03 | 4403275491 | 30 | 2018-08-29
1001902569 | 227-CRM - Electrical Maintenance | 162796-Tushar Kumar Chandra | 2018-07-04 | RO | 4 | COMTR SPR;STEREO SPEAKER SETLOGITECH | 5309A0452 | M | 212 | 40 | CR01 | 121 | NB | 1 SET | 579 | 579 | 2018-08-03 | 4403275491 | 40 | 2018-08-29
1001902569 | 227-CRM - Electrical Maintenance | 162796-Tushar Kumar Chandra | 2018-07-04 | RO | 5 | COMTR SPR;LAPTOP LOCKREPUTEDLAPTOP | 5309A0487 | M | 212 | 40 | CRE1 | 121 | NB | 1 NOS | 790 | 790 | 2018-08-03 | 4403275491 | 50 | 2018-08-29
1001902569 | 227-CRM - Electrical Maintenance | 162796-Tushar Kumar Chandra | 2018-07-04 | RO | 6 | VC SPR;SLIDE CHANGER CUM POINTERNOS | 5950A0007 | M | 212 | 40 | CR01 | 121 | NB | 1 NOS | 1739 | 1739 | 2018-08-03 | 4403275491 | 60 | 2018-08-29
1001903226 | 227-CRM - Electrical Maintenance | 121461-R K Sachan | 2018-07-05 | RO | 1 | COMTR SPR;STEREO SPEAKER SETLOGITECH | 5309A0452 | M | 212 | 40 | CRE1 | 121 | NB | 2 SET | 579 | 1158 | 2018-07-19 | 4403276968 | 10 | 2018-07-05
1001903528 | 227-CRM - Electrical Maintenance | 504850-ANOOP RADHEYSHYAM PANDEY | 2018-07-05 | PR | 1 | SHIM;COPPER SHIM 116 MM0.101 MMELECTR | 5907A0121 | M | 279 | 40 | CRE1 | 101 | NB | 100 NOS | 60 | 6000 | 2018-07-20 | 920588157 | 10 | 2018-07-06
1001903532 | 227-CRM - Electrical Maintenance | 504850-ANOOP RADHEYSHYAM PANDEY | 2018-07-06 | PR | 1 | DIFFERENTIAL PRESS TRANSMITTER YAMATAKE | 6124A0184 | M | 256 | 40 | CRE1 | 101 | NP | 2 NOS | 84000 | 168000 | 2018-08-05 | 970222119 | 10 | 2018-09-10
1001903532 | 227-CRM - Electrical Maintenance | 504850-ANOOP RADHEYSHYAM PANDEY | 2018-07-06 | PR | 2 | LEVEL TRANSMITTER LT306 YAMATAKE STC92 | 6129A0101 | M | 256 | 40 | CRE1 | 101 | NP | 1 NOS | 82000 | 82000 | 2018-08-05 | 970222119 | 20 | 2018-09-10
1001903532 | 227-CRM - Electrical Maintenance | 504850-ANOOP RADHEYSHYAM PANDEY | 2018-07-06 | PR | 3 | DIFF LEVEL TRANSMITTER YAMATAKE STD920 | 6129A0102 | M | 256 | 40 | CRE1 | 101 | NP | 6 NOS | 84000 | 504000 | 2018-08-05 | 970222119 | 30 | 2018-09-10
1001903532 | 227-CRM - Electrical Maintenance | 504850-ANOOP RADHEYSHYAM PANDEY | 2018-07-06 | PR | 4 | MANIFOLD VALVES YAMATAKE MVG-2SA-X-A | 6129A0103 | M | 256 | 40 | CRE1 | 101 | NP | 8 NOS | 18600 | 148800 | 2018-08-05 | 970222119 | 40 | 2018-09-10
1001903533 | 227-CRM - Electrical Maintenance | 504850-ANOOP RADHEYSHYAM PANDEY | 2018-07-06 | PR | 1 | TEMP SW;THERMOSTAT THERMOMETER 0-100 oC | 5529A0023 | M | 256 | 40 | CRE1 | 104 | NB | 2 NOS | 24000 | 48000 | 2018-08-05 | 920588162 | 10 | 2018-07-06
1001903534 | 227-CRM - Electrical Maintenance | 504850-ANOOP RADHEYSHYAM PANDEY | 2018-07-06 | PR | 1 | PR SW;PHOSPHOR BRONZE BELLOWS 0-10 BAR | 5499A0266 | M | 256 | 40 | CRE1 | 104 | NB | 2 NOS | 24000 | 48000 | 2018-08-05 | 920588160 | 10 | 2018-07-06
1001903535 | 227-CRM - Electrical Maintenance | 504850-ANOOP RADHEYSHYAM PANDEY | 2018-07-06 | PR | 1 | RTD;DUPLEX PT100 3WIRE DIN-43760 CLA | 5649A0185 | M | 256 | 40 | CRE1 | 101 | NB | 3 NOS | 16650 | 49950 | 2018-08-05 | 920588166 | 10 | 2018-07-06
1001903536 | 227-CRM - Electrical Maintenance | 504850-ANOOP RADHEYSHYAM PANDEY | 2018-07-06 | PR | 1 | PR SW;304 SS PISTON 0-2.5 BAR SPDT 15 | 5499A0268 | M | 256 | 40 | CRE1 | 104 | NB | 2 NOS | 18900 | 37800 | 2018-07-21 | 920588161 | 10 | 2018-07-06
1001903537 | 227-CRM - Electrical Maintenance | 504850-ANOOP RADHEYSHYAM PANDEY | 2018-07-06 | PR | 1 | AC MOTR;55 KW415 +/- 10% VSQUIRREL CAGE | 5900A2150 | M | 230 | 40 | CRE1 | 101 | NB | 2 NOS | 248000 | 496000 | 2018-08-05 | 920596096 | 10 | 2018-07-30
1001904462 | 227-CRM - Electrical Maintenance | 504850-ANOOP RADHEYSHYAM PANDEY | 2018-07-06 | PR | 1 | DTCTR MOTN;PORTABLE230VACCONTACT1NO | 5614A0002 | M | 240 | 40 | CRE1 | 104 | NB | 8 NOS | 6000 | 48000 | 2018-08-10 | 920589004 | 10 | 2018-07-09
1001905662 | 227-CRM - Electrical Maintenance | 153574-Pankaj Kumar | 2018-07-09 | PR | 1 | CTRL TRF;0.15 KVATHREE DRY 415 V | 5506A0121 | M | 236 | 40 | CRE1 | 104 | NB | 15 NOS | 1000 | 15000 | 2018-07-24 | 920589396 | 10 | 2018-07-10
1001905788 | 227-CRM - Electrical Maintenance | 149329-RAVI SHEKHAR | 2018-07-10 | PR | 1 | BRAK;10 INELECTROMAGNETIC DISK DC VOL | 5507A0092 | M | 237 | 40 | CRE1 | 104 | NP | 2 NOS | 32000 | 64000 | 2018-09-08 | 970216284 | 10 | 2018-07-31
1001907362 | 227-CRM - Electrical Maintenance | 504850-ANOOP RADHEYSHYAM PANDEY | 2018-07-11 | PR | 1 | NON-MELT GREASE RS COMPONENTS 101-5536 | 5715A0516 | M | 260 | 40 | CRE1 | 104 | NP | 20 NOS | 1200 | 24000 | 2018-08-10 | 970222114 | 10 | 2018-09-10
1001907363 | 227-CRM - Electrical Maintenance | 504850-ANOOP RADHEYSHYAM PANDEY | 2018-07-11 | PR | 1 | SAFETY ACCESSORIES;SAFETY SIGNAGESAGR | 5953A0014 | M | 290 | 40 | CRE1 | 104 | NB | 7000 IN2 | 6.12 | 42840 | 2018-07-30 | 920590156 | 10 | 2018-07-12
1001907366 | 227-CRM - Electrical Maintenance | 504850-ANOOP RADHEYSHYAM PANDEY | 2018-07-11 | PR | 1 | SAFETY ACCESSORIES;SAFETY SIGNAGESAGR | 5953A0014 | M | 290 | 40 | CRE1 | 104 | NB | 4000 IN2 | 6.12 | 24480 | 2018-07-31 | 920590157 | 10 | 2018-07-12
1001907377 | 227-CRM - Electrical Maintenance | 504850-ANOOP RADHEYSHYAM PANDEY | 2018-07-11 | PR | 1 | AIR PRESSURE SWITCH REXROTH HED 8 OA 1 | 6124A0189 | M | 256 | 40 | CRE1 | 101 | NP | 2 NOS | 48000 | 96000 | 2018-08-10 | 970222122 | 10 | 2018-09-10
1001907377 | 227-CRM - Electrical Maintenance | 504850-ANOOP RADHEYSHYAM PANDEY | 2018-07-11 | PR | 2 | FLOAT LEVEL SWITCH REXROTH AB31-07/130 | 6129A0106 | M | 256 | 40 | CRE1 | 101 | NP | 2 NOS | 68000 | 136000 | 2018-08-10 | 970222122 | 20 | 2018-09-10
1001907377 | 227-CRM - Electrical Maintenance | 504850-ANOOP RADHEYSHYAM PANDEY | 2018-07-11 | PR | 3 | TEMPERATURE SWITCH REXROTH AB31-14/3-1 | 6130A0132 | M | 256 | 40 | CRE1 | 101 | NP | 1 NOS | 38000 | 38000 | 2018-08-10 | 970222122 | 30 | 2018-09-10
1001907405 | 227-CRM - Electrical Maintenance | 149329-RAVI SHEKHAR | 2018-07-12 | PR | 1 | PIPE;TUBE 12 MMSEAMLESS 6 M2 MMASTM | 5842A0759 | M | 281 | 40 | CRE1 | 100 | NB | 350 M | 350 | 122500 | 2018-08-11 | 920593627 | 10 | 2018-07-23
1001908447 | 227-CRM - Electrical Maintenance | 149329-RAVI SHEKHAR | 2018-07-13 | RO | 1 | Metallic Spiral Binding | 0291A6454 | M | 274 | 40 | CRE1 | 133 | NB | 4 NOS | 7.8 | 31.2 | 2018-07-13 | 4403310125 | 10 | 2018-07-13
1001908447 | 227-CRM - Electrical Maintenance | 149329-RAVI SHEKHAR | 2018-07-13 | RO | 2 | Art PaperDigitalsinglemorethan50 nos | 0291A6503 | M | 274 | 40 | CRE1 | 133 | NB | 436 NOS | 2.15 | 937.4 | 2018-07-13 | 4403310125 | 20 | 2018-07-13
1001908447 | 227-CRM - Electrical Maintenance | 149329-RAVI SHEKHAR | 2018-07-13 | RO | 3 | ArtPaper4ColorDigi.singlemorethan50 | 0291A6528 | M | 274 | 40 | CRE1 | 133 | NB | 392 NOS | 7 | 2744 | 2018-07-13 | 4403310125 | 30 | 2018-07-13
1001909443 | 227-CRM - Electrical Maintenance | 504850-ANOOP RADHEYSHYAM PANDEY | 2018-07-16 | PR | 1 | SAFETY ACCESSORIES;SAFETY SIGNAGESAGR | 5953A0014 | M | 290 | 40 | CR98 | 104 | NP | 10000 IN2 | 6.12 | 61200 | 2018-07-17 | 970222120 | 10 | 2018-09-10
1001909444 | 227-CRM - Electrical Maintenance | 504850-ANOOP RADHEYSHYAM PANDEY | 2018-07-16 | PR | 1 | TRF ACCS;TRANSFORMER BUSHINGSHIHENTECH | 5626A0216 | M | 236 | 40 | CRE1 | 107 | NP | 1 SET | 3000000 | 3000000 | 2018-09-30 | 970247264 | 10 | 2019-02-28
1001909445 | 227-CRM - Electrical Maintenance | 504850-ANOOP RADHEYSHYAM PANDEY | 2018-07-16 | PR | 4 | PR SW;PHOSPHOR BRONZE BELLOWS 0-10 BAR | 5499A0269 | M | 256 | 40 | CRE1 | 101 | NP | 1 NOS | 28000 | 28000 | 2018-08-15 | 970222106 | 10 | 2018-09-10
1001909445 | 227-CRM - Electrical Maintenance | 504850-ANOOP RADHEYSHYAM PANDEY | 2018-07-16 | PR | 5 | AIR REGULATOR FOR PS SMC PRESSURE CONTR | 6124A0188 | M | 256 | 40 | CRE1 | 101 | NP | 1 NOS | 16000 | 16000 | 2018-08-15 | 970222106 | 20 | 2018-09-10
1001909836 | 227-CRM - Electrical Maintenance | 153574-Pankaj Kumar | 2018-07-16 | PR | 5 | DRV MODL;45 KWABB ACS880 415 VACS880 | 6098A0221 | M | 240 | 40 | CRE1 | 101 | NP | 8 NOS | 560000 | 4480000 | 2018-10-31 | 970225657 | 10 | 2018-10-04
1001909836 | 227-CRM - Electrical Maintenance | 153574-Pankaj Kumar | 2018-07-16 | PR | 7 | DRV MODL;32AABBACS880415V | 6098A0017 | M | 240 | 40 | CRE1 | 101 | NP | 4 NOS | 390000 | 1560000 | 2018-10-31 | 970225657 | 20 | 2018-10-04
1001910947 | 227-CRM - Electrical Maintenance | 153574-Pankaj Kumar | 2018-07-17 | RO | 1 | UNIVERSAL RAIL MOUNTING TERMINAL 2.5SQMM | 1106A0201 | M | 222 | 40 | CRE1 | 101 | NB | 500 NOS | 10.64 | 5320 | 2018-07-25 | 4403327823 | 10 | 2018-07-17
1001910947 | 227-CRM - Electrical Maintenance | 153574-Pankaj Kumar | 2018-07-17 | RO | 2 | UNIVERSAL RAIL MOUNTING TERMINAL4 SQMM | 1106A0202 | M | 222 | 40 | CRE1 | 101 | NB | 800 NOS | 11.97 | 9576 | 2018-07-25 | 4403327823 | 20 | 2018-07-17
1001910947 | 227-CRM - Electrical Maintenance | 153574-Pankaj Kumar | 2018-07-17 | RO | 3 | UNIVERSAL RAIL MOUNTING TERMINAL6 SQMM | 1106A0203 | M | 222 | 40 | CRE1 | 101 | NB | 500 NOS | 12.73 | 6365 | 2018-07-25 | 4403327823 | 30 | 2018-07-17
1001910966 | 227-CRM - Electrical Maintenance | 153574-Pankaj Kumar | 2018-07-17 | PR | 1 | COMN MODM;RS 232 TO RS 422/485 CONVERTER | 5652A0045 | M | 292 | 40 | CRE1 | 101 | NB | 10 NOS | 23000 | 230000 | 2018-08-16 | 920595188 | 10 | 2018-07-27
1001911103 | 227-CRM - Electrical Maintenance | 149329-RAVI SHEKHAR | 2018-07-18 | PR | 1 | SW GR&CB SPRCONTACT KITTELEMECANIQUEC | 5872A1622 | M | 234 | 40 | CRE1 | 101 | NP | 5 NOS | 20000 | 100000 | 2018-08-18 | 970216277 | 10 | 2018-07-31
1001911103 | 227-CRM - Electrical Maintenance | 149329-RAVI SHEKHAR | 2018-07-18 | PR | 2 | SW GR&CB SPRCONTACT KITTELEMECANIQUEC | 5872A1623 | M | 234 | 40 | CRE1 | 101 | NP | 5 NOS | 32000 | 160000 | 2018-08-18 | 970216277 | 20 | 2018-07-31
1001911128 | 227-CRM - Electrical Maintenance | 149329-RAVI SHEKHAR | 2018-07-18 | PR | 1 | RADIATION SURVEY METER SE INTERNATIONAL | 6133A0129 | M | 256 | 40 | CRE1 | 104 | NP | 1 NOS | 60000 | 60000 | 2018-10-16 | 970216283 | 10 | 2018-07-31
1001911686 | 227-CRM - Electrical Maintenance | 149329-RAVI SHEKHAR | 2018-07-18 | PR | 1 | ACTUATOR HONEYWELL V4055 A1031 ELECTR | 5520A0305 | M | 256 | 40 | CRE1 | 104 | NP | 2 NOS | 33000 | 66000 | 2018-08-17 | 970216278 | 10 | 2018-07-31
1001911984 | 227-CRM - Electrical Maintenance | 154844-JEEVAN JYOTI JENA | 2018-07-19 | PR | 1 | PRSR TRNSMTR;LIQUID & GAS MEASUREMENT | 5496A0294 | M | 256 | 40 | CRE1 | 101 | NP | 2 NOS | 45000 | 90000 | 2018-09-17 | 970218771 | 10 | 2018-08-16
1001911984 | 227-CRM - Electrical Maintenance | 154844-JEEVAN JYOTI JENA | 2018-07-19 | PR | 2 | PRSR TRNSMTR;HART- 62.2 TO 62.2MBAR | 5496A0317 | M | 256 | 40 | CRE1 | 101 | NP | 1 NOS | 44250 | 44250 | 2018-09-17 | 970218771 | 20 | 2018-08-16
1001911984 | 227-CRM - Electrical Maintenance | 154844-JEEVAN JYOTI JENA | 2018-07-19 | PR | 3 | SMART PRESSURE TRANSMITTER ROSEMOUNT 2 | 6124A0095 | M | 256 | 40 | CRE1 | 101 | NP | 5 NOS | 108000 | 540000 | 2018-09-17 | 970218771 | 30 | 2018-08-16
1001912124 | 227-CRM - Electrical Maintenance | 154844-JEEVAN JYOTI JENA | 2018-07-19 | PR | 1 | FLW MTR;0-10 BARHCL ACID MAGNETIC FLOW | 5493A0205 | M | 256 | 40 | CRE1 | 101 | NP | 2 NOS | 250000 | 500000 | 2018-09-17 | 970218769 | 10 | 2018-08-16
1001912282 | 227-CRM - Electrical Maintenance | 149329-RAVI SHEKHAR | 2018-07-19 | PR | 1 | SPECIAL MOTOR | 5924A0021 | M | 230 | 40 | CRE1 | 101 | NP | 1 NOS | 7707350 | 7707350 | 2018-08-18 | 970219799 | 10 | 2018-08-23
1001912282 | 227-CRM - Electrical Maintenance | 149329-RAVI SHEKHAR | 2018-07-19 | PR | 2 | SPECIAL MOTOR | 5924A0022 | M | 230 | 40 | CRE1 | 101 | NP | 1 NOS | 2800000 | 2800000 | 2018-08-18 | 970219799 | 20 | 2018-08-23
1001912282 | 227-CRM - Electrical Maintenance | 149329-RAVI SHEKHAR | 2018-07-19 | PR | 3 | SPECIAL MOTOR | 5924A0023 | M | 230 | 40 | CRE1 | 101 | NP | 1 NOS | 17500000 | 17500000 | 2018-08-18 | 970219799 | 30 | 2018-08-23
1001912282 | 227-CRM - Electrical Maintenance | 149329-RAVI SHEKHAR | 2018-07-19 | PR | 4 | SPECIAL MOTOR | 5924A0024 | M | 230 | 40 | CRE1 | 101 | NP | 1 NOS | 4200000 | 4200000 | 2018-08-18 | 970219799 | 40 | 2018-08-23
1001912282 | 227-CRM - Electrical Maintenance | 149329-RAVI SHEKHAR | 2018-07-19 | PR | 5 | SPECIAL MOTOR | 5924A0025 | M | 230 | 40 | CRE1 | 101 | NP | 1 NOS | 6400000 | 6400000 | 2018-08-18 | 970219799 | 50 | 2018-08-23
1001912282 | 227-CRM - Electrical Maintenance | 149329-RAVI SHEKHAR | 2018-07-19 | PR | 6 | SPECIAL MOTOR | 5924A0026 | M | 230 | 40 | CRE1 | 101 | NP | 1 NOS | 8700000 | 8700000 | 2018-08-18 | 970219799 | 60 | 2018-08-23
1001912282 | 227-CRM - Electrical Maintenance | 149329-RAVI SHEKHAR | 2018-07-19 | PR | 7 | SPECIAL MOTOR | 5924A0029 | M | 230 | 40 | CRE1 | 101 | NP | 1 NOS | 6400000 | 6400000 | 2018-08-18 | 970219799 | 70 | 2018-08-23
1001912282 | 227-CRM - Electrical Maintenance | 149329-RAVI SHEKHAR | 2018-07-19 | PR | 8 | SPECIAL MOTOR | 5924A0030 | M | 230 | 40 | CRE1 | 101 | NP | 1 NOS | 7900000 | 7900000 | 2018-08-18 | 970219799 | 80 | 2018-08-23
1001912282 | 227-CRM - Electrical Maintenance | 149329-RAVI SHEKHAR | 2018-07-19 | PR | 9 | SPECIAL MOTOR | 5924A0031 | M | 230 | 40 | CRE1 | 101 | NP | 1 NOS | 8900000 | 8900000 | 2018-08-18 | 970219799 | 90 | 2018-08-23
1001912282 | 227-CRM - Electrical Maintenance | 149329-RAVI SHEKHAR | 2018-07-19 | PR | 10 | SPECIAL MOTOR | 5924A0032 | M | 230 | 40 | CRE1 | 101 | NP | 1 NOS | 8100000 | 8100000 | 2018-08-18 | 970219799 | 100 | 2018-08-23
1001912282 | 227-CRM - Electrical Maintenance | 149329-RAVI SHEKHAR | 2018-07-19 | PR | 11 | SPECIAL MOTOR | 5924A0036 | M | 230 | 40 | CRE1 | 101 | NP | 1 NOS | 5400000 | 5400000 | 2018-08-18 | 970219799 | 110 | 2018-08-23
1001912282 | 227-CRM - Electrical Maintenance | 149329-RAVI SHEKHAR | 2018-07-19 | PR | 12 | SPECIAL MOTOR | 5924A0037 | M | 230 | 40 | CRE1 | 101 | NP | 1 NOS | 7500000 | 7500000 | 2018-08-18 | 970219799 | 120 | 2018-08-23
1001912282 | 227-CRM - Electrical Maintenance | 149329-RAVI SHEKHAR | 2018-07-19 | PR | 13 | SPECIAL MOTOR | 5924A0038 | M | 230 | 40 | CRE1 | 101 | NP | 1 NOS | 6500000 | 6500000 | 2018-08-18 | 970219799 | 130 | 2018-08-23
1001912282 | 227-CRM - Electrical Maintenance | 149329-RAVI SHEKHAR | 2018-07-19 | PR | 18 | SPECIAL MOTOR | 5924A0040 | M | 230 | 40 | CRE1 | 101 | NP | 1 NOS | 16500000 | 16500000 | 2018-08-18 | 970219799 | 140 | 2018-08-23
1001912551 | 227-CRM - Electrical Maintenance | 153574-Pankaj Kumar | 2018-07-19 | PR | 1 | INDICATOR;4-20MA7 SEGMENT DISPLAY | 5657A0032 | M | 240 | 40 | CRE1 | 104 | NB | 20 NOS | 1600 | 32000 | 2018-08-18 | 920592712 | 10 | 2018-07-20
1001913176 | 227-CRM - Electrical Maintenance | 121461-R K Sachan | 2018-07-20 | RO | 1 | INDUSTRIAL SIREN | 0367A0114 | M | 233 | 40 | CRE1 | 101 | NB | 6 NOS | 3862.46 | 23174.76 | 2018-07-31 | 4403351203 | 10 | 2018-07-23
1001913258 | 227-CRM - Electrical Maintenance | 149329-RAVI SHEKHAR | 2018-07-20 | PR | 1 | SOFTWARE;WORRY FREE BUSINESS SECURITY S | 5276A0171 | M | 212 | 40 | CRE1 | 121 | NP | 30 NOS | 1700 | 51000 | 2018-08-19 | 970216473 | 10 | 2018-08-01
1001914138 | 227-CRM - Electrical Maintenance | 121461-R K Sachan | 2018-07-23 | PR | 1 | LMT SW;ROLLER LEVER HEAVY CONTACT CH | 5613A0330 | M | 234 | 40 | CRE1 | 104 | NP | 10 NOS | 1800 | 18000 | 2018-08-22 | 970245178 | 10 | 2019-02-14
1001914152 | 227-CRM - Electrical Maintenance | 121461-R K Sachan | 2018-07-23 | PR | 1 | DISPLAY ASSEMBLY YOKOGAWA EJA110E TR | 5956A2487 | M | 256 | 40 | CRE1 | 101 | NP | 4 NOS | 26000 | 104000 | 2018-08-22 | 970254387 | 10 | 2019-04-18
1001914152 | 227-CRM - Electrical Maintenance | 121461-R K Sachan | 2018-07-23 | PR | 2 | TRANSMITTER COVER YOKOGAWA EJA110E T | 5956A2488 | M | 256 | 40 | CRE1 | 101 | NP | 4 NOS | 1000 | 4000 | 2018-08-22 | 970254387 | 20 | 2019-04-18
1001914374 | 227-CRM - Electrical Maintenance | 121461-R K Sachan | 2018-07-23 | PR | 1 | AC MOTR;18.5KW415+10% -15%VAC | 5900A0881 | M | 230 | 40 | CRE1 | 101 | NB | 2 NOS | 45000 | 90000 | 2018-08-22 | 920603048 | 10 | 2018-08-17
1001914629 | 227-CRM - Electrical Maintenance | 153574-Pankaj Kumar | 2018-07-23 | PR | 1 | 3.3KV ELECT INSULATING MATWITH PASTING | 5355A0006 | M | 228 | 40 | CRE1 | 101 | NB | 400 M | 750 | 300000 | 2018-08-10 | 920601510 | 10 | 2018-08-13
1001914631 | 227-CRM - Electrical Maintenance | 153574-Pankaj Kumar | 2018-07-23 | PR | 1 | IND LAMP;RED 230 VACINDICATION LAMP | 5868A0184 | M | 229 | 40 | CRE1 | 104 | NB | 40 NOS | 596.52 | 23860.8 | 2018-08-22 | 920593968 | 10 | 2018-07-24
1001914634 | 227-CRM - Electrical Maintenance | 153574-Pankaj Kumar | 2018-07-23 | PR | 1 | LOAD CELL SPR | 5512A0070 | M | 308 | 40 | CRE1 | 101 | NP | 4 NOS | 85000 | 340000 | 2018-09-21 | 970216280 | 10 | 2018-07-31
1001915001 | 227-CRM - Electrical Maintenance | 121461-R K Sachan | 2018-07-24 | PR | 1 | PUSH BTN;ILLUMINATED PUSH BUTTON GREEN | 5772A0182 | M | 234 | 40 | CRE1 | 104 | NB | 30 NOS | 1500 | 45000 | 2018-08-09 | 920594042 | 10 | 2018-07-24
1001915414 | 227-CRM - Electrical Maintenance | 153574-Pankaj Kumar | 2018-07-24 | PR | 1 | SPL MACHINE TOOL;FERRULE MACHINE | 5918A0797 | M | 262 | 40 | CRE1 | 101 | NP | 1 SET | 53000 | 53000 | 2018-08-23 | 970221249 | 10 | 2018-09-03
1001915483 | 227-CRM - Electrical Maintenance | 504850-ANOOP RADHEYSHYAM PANDEY | 2018-07-24 | PR | 1 | FO TO LAN MEDIA CONVERTER MULTIMODE | 5968A0131 | M | 240 | 40 | CRE1 | 104 | NB | 10 NOS | 4600 | 46000 | 2018-08-28 | 920594287 | 10 | 2018-07-25
1001915485 | 227-CRM - Electrical Maintenance | 504850-ANOOP RADHEYSHYAM PANDEY | 2018-07-24 | PR | 1 | FLOW SWITCH FOR ROLL GRINDER IFM ELECTR | 6131A0123 | M | 256 | 40 | CRE1 | 101 | NP | 2 NOS | 60000 | 120000 | 2018-08-23 | 970222110 | 10 | 2018-09-10
1001915486 | 227-CRM - Electrical Maintenance | 504850-ANOOP RADHEYSHYAM PANDEY | 2018-07-24 | PR | 1 | POWER SUPPLY220VAC5VDC43071AQ - 120 | 5262A0060 | M | 240 | 40 | CRE1 | 104 | NP | 10 NOS | 4800 | 48000 | 2018-08-28 | 970222109 | 10 | 2018-09-10
1001916293 | 227-CRM - Electrical Maintenance | 154844-JEEVAN JYOTI JENA | 2018-07-25 | PR | 1 | SPECIAL INSTRUMENT;PH SENSOR | 6049A0004 | M | 256 | 40 | CRE1 | 101 | NB | 3 NOS | 87021.69 | 261065.07 | 2018-08-20 | 920599786 | 10 | 2018-08-08
1001916295 | 227-CRM - Electrical Maintenance | 154844-JEEVAN JYOTI JENA | 2018-07-25 | PR | 1 | PH SENSOR HONEYWELL PH METER PH SENSO | 5956A1595 | M | 256 | 40 | CRE1 | 101 | NP | 6 NOS | 39245.06 | 235470.36 | 2018-08-20 | 970243920 | 10 | 2019-02-05
1001916372 | 227-CRM - Electrical Maintenance | 149329-RAVI SHEKHAR | 2018-07-26 | PR | 1 | CNTRLR;THYRISTORISED CONTROLLER 415 VAC | 5495A0206 | M | 240 | 40 | CRE1 | 101 | NB | 2 NOS | 173000 | 346000 | 2018-08-25 | 920595182 | 10 | 2018-07-27
1001916571 | 227-CRM - Electrical Maintenance | 149329-RAVI SHEKHAR | 2018-07-26 | PR | 1 | SPACE HTR;STRIPE200WPANELSINGLE | 5617A0002 | M | 226 | 40 | CRE1 | 101 | NB | 50 NOS | 4800 | 240000 | 2018-08-25 | 920596541 | 10 | 2018-07-31
1001917063 | 227-CRM - Electrical Maintenance | 153574-Pankaj Kumar | 2018-07-26 | PR | 1 | FIELD SNSR;PHOTO SENSORBALLUFF24VDC | 5700A0714 | M | 256 | 40 | CRE1 | 107 | NP | 20 NOS | 10965 | 219300 | 2018-08-25 | 970221250 | 10 | 2018-09-03
1001917758 | 227-CRM - Electrical Maintenance | 149329-RAVI SHEKHAR | 2018-07-27 | PR | 1 | SPL MOTR;COOLING FAN MOTOR LENZE MHEMA | 5924A0481 | M | 230 | 40 | CRE1 | 104 | NP | 2 NOS | 8500 | 17000 | 2018-08-26 | 970221252 | 10 | 2018-09-03
1001917758 | 227-CRM - Electrical Maintenance | 149329-RAVI SHEKHAR | 2018-07-27 | PR | 2 | SPL MOTR;COOLING FAN MOTOR LENZE MHEMA | 5924A0482 | M | 230 | 40 | CRE1 | 104 | NP | 2 NOS | 7400 | 14800 | 2018-08-26 | 970221252 | 20 | 2018-09-03
1001917758 | 227-CRM - Electrical Maintenance | 149329-RAVI SHEKHAR | 2018-07-27 | PR | 3 | SPL MOTR;COOLING FAN MOTOR LENZE MDEMA | 5924A0483 | M | 230 | 40 | CRE1 | 104 | NP | 2 NOS | 4000 | 8000 | 2018-08-26 | 970221252 | 30 | 2018-09-03
1001917758 | 227-CRM - Electrical Maintenance | 149329-RAVI SHEKHAR | 2018-07-27 | PR | 4 | SPL MOTR;COOLING FAN MOTOR LENZE MHEMA | 5924A0484 | M | 230 | 40 | CRE1 | 104 | NP | 2 NOS | 9000 | 18000 | 2018-08-26 | 970221252 | 40 | 2018-09-03
1001917758 | 227-CRM - Electrical Maintenance | 149329-RAVI SHEKHAR | 2018-07-27 | PR | 5 | SPL MOTR;COOLING FAN MOTOR LENZE MDEMA | 5924A0485 | M | 230 | 40 | CRE1 | 104 | NP | 2 NOS | 5000 | 10000 | 2018-08-26 | 970221252 | 50 | 2018-09-03
1001917758 | 227-CRM - Electrical Maintenance | 149329-RAVI SHEKHAR | 2018-07-27 | PR | 6 | SPL MOTR;COOLING FAN MOTOR LENZE MHEMA | 5924A0488 | M | 230 | 40 | CRE1 | 104 | NP | 2 NOS | 8000 | 16000 | 2018-08-26 | 970221252 | 60 | 2018-09-03
1001917918 | 227-CRM - Electrical Maintenance | 504850-ANOOP RADHEYSHYAM PANDEY | 2018-07-27 | RO | 1 | TEST LEAD SET. | 0513A0436 | M | 235 | 40 | CRE1 | 101 | NB | 10 NOS | 1400 | 14000 | 2018-07-27 | 4403380779 | 10 | 2018-07-30
1001917919 | 227-CRM - Electrical Maintenance | 504850-ANOOP RADHEYSHYAM PANDEY | 2018-07-27 | PR | 1 | UNDERSPEED MONITOR IFM ELECTRONICS GERM | 5956A2529 | M | 256 | 40 | CRE1 | 101 | NP | 5 NOS | 31000 | 155000 | 2018-08-26 | 970222108 | 10 | 2018-09-10
1001917920 | 227-CRM - Electrical Maintenance | 504850-ANOOP RADHEYSHYAM PANDEY | 2018-07-27 | PR | 1 | XRAY DEV SIGNAL CONVERTER WATANABE JAPA | 5956A2531 | M | 256 | 40 | CRE1 | 107 | NP | 2 NOS | 28000 | 56000 | 2018-08-26 | 970222111 | 10 | 2018-09-10
1001917920 | 227-CRM - Electrical Maintenance | 504850-ANOOP RADHEYSHYAM PANDEY | 2018-07-27 | PR | 2 | FREQUENCY CONVERTER UNIT RG WATANABE JA | 5956A2532 | M | 256 | 40 | CRE1 | 107 | NP | 2 NOS | 28000 | 56000 | 2018-08-26 | 970222111 | 20 | 2018-09-10
1001919406 | 227-CRM - Electrical Maintenance | 149329-RAVI SHEKHAR | 2018-07-31 | PR | 1 | HOSE ADAPTER 64X24 MMMILD STEEL BSP M | 5874A0339 | M | 254 | 40 | CRE1 | 104 | NB | 25 NOS | 700 | 17500 | 2018-08-30 | 920596769 | 10 | 2018-07-31
1001920192 | 227-CRM - Electrical Maintenance | 504850-ANOOP RADHEYSHYAM PANDEY | 2018-07-31 | PR | 1 | CHEM LQD;PH 4.01 BUFFER(475ML)4.01 | 5825A0310 | M | 210 | 40 | CRE1 | 104 | NB | 2375 ML | 2.04 | 4845 | 2018-08-15 | 920597374 | 10 | 2018-08-02
1001920192 | 227-CRM - Electrical Maintenance | 504850-ANOOP RADHEYSHYAM PANDEY | 2018-07-31 | PR | 2 | CHEM LQD;PH 7.00 BUFFER (475ML)7100% | 5825A0311 | M | 210 | 40 | CRE1 | 104 | NB | 2375 ML | 2.04 | 4845 | 2018-08-15 | 920597374 | 20 | 2018-08-02
1001920192 | 227-CRM - Electrical Maintenance | 504850-ANOOP RADHEYSHYAM PANDEY | 2018-07-31 | PR | 3 | CHEM LQD;PH 9.20 BUFFER (475ML)9.20 | 5825A0314 | M | 210 | 40 | CRE1 | 104 | NB | 2375 ML | 2.04 | 4845 | 2018-08-15 | 920597374 | 30 | 2018-08-02
1001920212 | 227-CRM - Electrical Maintenance | 149329-RAVI SHEKHAR | 2018-08-01 | PR | 1 | TEMP TRNTR;2 WIRE TEMPERATURE TRANSMITTE | 5593A0106 | M | 256 | 40 | CRE1 | 101 | NP | 5 NOS | 20200 | 101000 | 2018-08-31 | 970221255 | 10 | 2018-09-03
1001920274 | 227-CRM - Electrical Maintenance | 149329-RAVI SHEKHAR | 2018-08-01 | RO | 1 | Metallic Spiral Binding | 0291A6454 | M | 274 | 40 | CRE1 | 133 | NB | 5 NOS | 7.8 | 39 | 2018-08-01 | 4403393855 | 10 | 2018-08-02
1001920274 | 227-CRM - Electrical Maintenance | 149329-RAVI SHEKHAR | 2018-08-01 | RO | 2 | Art Paperdouble sideupto 1000 nos | 0291A6496 | M | 274 | 40 | CRMO | 133 | NB | 1000 NOS | 0.8 | 800 | 2018-08-01 | 4403393855 | 20 | 2018-08-02
1001921060 | 227-CRM - Electrical Maintenance | 504850-ANOOP RADHEYSHYAM PANDEY | 2018-08-01 | PR | 1 | DIFFERENTIAL PRESSURE SWITCH HYDAC P10 | 6124A0190 | M | 256 | 40 | CRE1 | 101 | NP | 6 NOS | 37500 | 225000 | 2018-08-31 | 970247109 | 10 | 2019-02-27
1001921060 | 227-CRM - Electrical Maintenance | 504850-ANOOP RADHEYSHYAM PANDEY | 2018-08-01 | PR | 2 | DIFFERENTIAL PRESSURE SWITCH HYDAC DAS | 6124A0191 | M | 256 | 40 | CRE1 | 101 | NP | 2 NOS | 38000 | 76000 | 2018-08-31 | 970247109 | 20 | 2019-02-27
1001921060 | 227-CRM - Electrical Maintenance | 504850-ANOOP RADHEYSHYAM PANDEY | 2018-08-01 | PR | 3 | DIFFERENTIAL PRESSURE SWITCH HYDAC FD | 6124A0192 | M | 256 | 40 | CRE1 | 101 | NP | 2 NOS | 38000 | 76000 | 2018-08-31 | 970247109 | 30 | 2019-02-27
1001921061 | 227-CRM - Electrical Maintenance | 504850-ANOOP RADHEYSHYAM PANDEY | 2018-08-01 | PR | 1 | FLD SNSR;SAFETY PULL CHORD SWITCH STEUT | 5700A0998 | M | 256 | 40 | CRE1 | 107 | NP | 4 NOS | 28000 | 112000 | 2018-08-31 | 970247077 | 10 | 2019-02-27
1001921062 | 227-CRM - Electrical Maintenance | 504850-ANOOP RADHEYSHYAM PANDEY | 2018-08-01 | PR | 1 | COUPLING FOR SHAPEMETER 2243 083-1 AS | 5502A1446 | M | 215 | 40 | CRE1 | 107 | NP | 1 NOS | 400000 | 400000 | 2018-10-30 | 970247085 | 10 | 2019-02-27
1001921157 | 227-CRM - Electrical Maintenance | 149329-RAVI SHEKHAR | 2018-08-02 | PR | 1 | ENCODER ADAPTOR PLATE MANGLAM ELECTRICA | 5623A0692 | M | 230 | 40 | CRE1 | 104 | NP | 1 NOS | 20000 | 20000 | 2018-09-01 | 970221254 | 10 | 2018-09-03
1001921454 | 227-CRM - Electrical Maintenance | 119449-Swapan K Das | 2018-08-02 | PR | 1 | VIBRATION MONITOR IFM VKV021 MEASURIN | 6067A0122 | M | 268 | 40 | CRE1 | 107 | NP | 2 NOS | 14400.7 | 28801.4 | 2018-10-31 | 970243919 | 10 | 2019-02-05
1001922041 | 227-CRM - Electrical Maintenance | 154844-JEEVAN JYOTI JENA | 2018-08-03 | PR | 1 | RELAY;VTT RELAY CONTROL CIRCUIT GE USA | 5607A1109 | M | 232 | 40 | CRE1 | 104 | NP | 2 NOS | 13000 | 26000 | 2018-08-20 | 970223180 | 10 | 2018-09-17
1001922121 | 227-CRM - Electrical Maintenance | 121461-R K Sachan | 2018-08-03 | PR | 1 | TORQUE WRENCH 1/2 IN35 NM292 MM1 | 5970A0025 | M | 295 | 40 | CRE1 | 104 | NB | 1 NOS | 50000 | 50000 | 2018-08-30 | 920597894 | 10 | 2018-08-03
1001922294 | 227-CRM - Electrical Maintenance | 154844-JEEVAN JYOTI JENA | 2018-08-03 | PR | 1 | LMT SW;ROTARY LEVER HEAVY HOIST CONTRO | 5613A0331 | M | 234 | 40 | CRE1 | 104 | NB | 1 NOS | 4500 | 4500 | 2018-08-21 | 920597897 | 10 | 2018-08-03
1001922294 | 227-CRM - Electrical Maintenance | 154844-JEEVAN JYOTI JENA | 2018-08-03 | PR | 2 | LMT SW;ROTARY LEVER HEAVY HOIST CONTRO | 5613A0332 | M | 234 | 40 | CRE1 | 104 | NB | 1 NOS | 1544 | 1544 | 2018-08-21 | 920597897 | 20 | 2018-08-03
1001922539 | 227-CRM - Electrical Maintenance | 121461-R K Sachan | 2018-08-03 | PR | 1 | 7 SEG DSPLY;COMMON CATHODE RED 14 | 5513A0026 | M | 239 | 40 | CRE1 | 104 | NB | 2 NOS | 50000 | 100000 | 2018-09-02 | 920705891 | 10 | 2019-05-02
1001922548 | 227-CRM - Electrical Maintenance | 121461-R K Sachan | 2018-08-03 | PR | 1 | DIGITAL MANNOMETER 0-200 MBAR THOMMEN | 6124A0071 | M | 256 | 40 | CR01 | 101 | NP | 2 NOS | 91000 | 182000 | 2018-09-02 | 970245174 | 10 | 2019-02-14
1001922563 | 227-CRM - Electrical Maintenance | 121461-R K Sachan | 2018-08-03 | PR | 1 | LT CBL;30 2.5 MM2COPPER POLYPROPYL | 5717A0752 | M | 222 | 40 | CRE1 | 101 | NP | 150 M | 15000 | 2250000 | 2018-09-02 | 970218787 | 10 | 2018-08-16
1001922585 | 227-CRM - Electrical Maintenance | 149329-RAVI SHEKHAR | 2018-08-03 | PR | 1 | RETURN SPROCKET THERMO FISHER SCIENTIFI | 6133A0055 | M | 256 | 40 | CRE1 | 101 | NP | 3 NOS | 50000 | 150000 | 2018-09-02 | 970216864 | 10 | 2018-08-03
1001923411 | 227-CRM - Electrical Maintenance | 504850-ANOOP RADHEYSHYAM PANDEY | 2018-08-06 | PR | 1 | RTD;DUPLEX PT100 3WIRE CLASS A SS 31 | 5649A0190 | M | 256 | 40 | CRE1 | 101 | NB | 2 NOS | 24400 | 48800 | 2018-09-05 | 920599218 | 10 | 2018-08-07
1001923414 | 227-CRM - Electrical Maintenance | 504850-ANOOP RADHEYSHYAM PANDEY | 2018-08-06 | PR | 2 | INST SPR;PH PROBEBURKERTPH SENSOR | 5956A1495 | M | 256 | 40 | CRE1 | 101 | NP | 2 PCE | 48000 | 96000 | 2018-09-05 | 970230508 | 10 | 2018-11-06
1001923414 | 227-CRM - Electrical Maintenance | 504850-ANOOP RADHEYSHYAM PANDEY | 2018-08-06 | PR | 3 | INST SPR;MULTICHANNEL CONTROLLER | 5956A1497 | M | 256 | 40 | CRE1 | 101 | NP | 1 PCE | 92000 | 92000 | 2018-09-05 | 970230508 | 20 | 2018-11-06
1001923414 | 227-CRM - Electrical Maintenance | 504850-ANOOP RADHEYSHYAM PANDEY | 2018-08-06 | PR | 4 | MULTICHANNEL CONTROLLER BURKERT CONTRO | 5956A2558 | M | 256 | 40 | CRE1 | 101 | NP | 1 PCE | 48000 | 48000 | 2018-08-26 | 970230508 | 30 | 2018-11-06
1001923414 | 227-CRM - Electrical Maintenance | 504850-ANOOP RADHEYSHYAM PANDEY | 2018-08-06 | PR | 5 | PH/O.R.P COAXIAL CABLE BURKERT UNITROD | 5956A2559 | M | 256 | 40 | CRE1 | 101 | NP | 2 PCE | 14000 | 28000 | 2018-08-26 | 970230508 | 40 | 2018-11-06
1001923414 | 227-CRM - Electrical Maintenance | 504850-ANOOP RADHEYSHYAM PANDEY | 2018-08-06 | PR | 6 | PT1000/LIQUID EARTH ROD 4-WIRE BURKERT | 5956A2560 | M | 256 | 40 | CRE1 | 101 | NP | 2 PCE | 12000 | 24000 | 2018-08-26 | 970230508 | 50 | 2018-11-06
1001923414 | 227-CRM - Electrical Maintenance | 504850-ANOOP RADHEYSHYAM PANDEY | 2018-08-06 | PR | 7 | PT1000/LIQUID EARTH ROD IN SS BURKERT | 5956A2561 | M | 256 | 40 | CRE1 | 101 | NP | 1 PCE | 22000 | 22000 | 2018-08-26 | 970230508 | 60 | 2018-11-06
1001923414 | 227-CRM - Electrical Maintenance | 504850-ANOOP RADHEYSHYAM PANDEY | 2018-08-06 | PR | 8 | PT1000/LIQUID EARTH ROD IN SS BURKERT | 5956A2562 | M | 256 | 40 | CRE1 | 101 | NP | 1 PCE | 18000 | 18000 | 2018-08-26 | 970230508 | 70 | 2018-11-06
1001923414 | 227-CRM - Electrical Maintenance | 504850-ANOOP RADHEYSHYAM PANDEY | 2018-08-06 | PR | 9 | SENSOR SEALING GASKET BURKERT PH PROBE | 5956A2564 | M | 256 | 40 | CRE1 | 101 | NP | 5 PCE | 600 | 3000 | 2018-08-26 | 970230508 | 80 | 2018-11-06
1001924121 | 227-CRM - Electrical Maintenance | 153574-Pankaj Kumar | 2018-08-06 | RO | 1 | UNIVERSAL RAIL MOUNTING TERMINAL10SQMM | 1106A0204 | M | 222 | 40 | CRE1 | 101 | NB | 600 NOS | 15.13 | 9078 | 2018-08-31 | 4403414714 | 10 | 2018-08-07
1001924365 | 227-CRM - Electrical Maintenance | 149329-RAVI SHEKHAR | 2018-08-07 | PR | 1 | SPL MOTR;COATING GAUGE SHUTTER MOTOR TH | 5924A0501 | M | 230 | 40 | CRE1 | 101 | NP | 4 NOS | 70000 | 280000 | 2018-10-06 | 970221256 | 10 | 2018-09-03
1001925046 | 227-CRM - Electrical Maintenance | 149329-RAVI SHEKHAR | 2018-08-08 | PR | 1 | TEMP SENSOR FOR OILER TANK CGL FARA TEC | 6130A0144 | M | 256 | 40 | CRE1 | 107 | NP | 2 NOS | 20000 | 40000 | 2018-11-06 | 970221248 | 10 | 2018-09-03
1001925052 | 227-CRM - Electrical Maintenance | 149329-RAVI SHEKHAR | 2018-08-08 | PR | 1 | SPL MOTR;3 HP COOLING FAN MOTOR BALDOR | 5924A0504 | M | 230 | 40 | CRE1 | 101 | NP | 2 NOS | 60000 | 120000 | 2018-09-07 | 970221247 | 10 | 2018-09-03
1001925810 | 227-CRM - Electrical Maintenance | 153574-Pankaj Kumar | 2018-08-08 | PR | 1 | SPL INST;TEMP. PROGRAM CONTROLLER I/P - | 6049A0105 | M | 256 | 40 | CRE1 | 101 | NP | 3 NOS | 33000 | 99000 | 2018-09-07 | 970221244 | 10 | 2018-09-03
1001926604 | 227-CRM - Electrical Maintenance | 121461-R K Sachan | 2018-08-09 | PR | 1 | HOTR;ELECTRONIC SINGLE 100 DB AT 1 M | 5048A0028 | M | 233 | 40 | CRE1 | 101 | NB | 3 NOS | 12000 | 36000 | 2018-09-08 | 920601539 | 10 | 2018-08-13
1001927559 | 227-CRM - Electrical Maintenance | 504850-ANOOP RADHEYSHYAM PANDEY | 2018-08-11 | PR | 1 | DSPLY SCRN;40INLCD MONITOR230VAC | 5107A0016 | M | 240 | 40 | CRE1 | 104 | NB | 1 . | 48000 | 48000 | 2018-09-10 | 920601549 | 10 | 2018-08-13
1001927560 | 227-CRM - Electrical Maintenance | 504850-ANOOP RADHEYSHYAM PANDEY | 2018-08-11 | RO | 1 | Networking Transreciver 100 mbps | 1304A0483 | M | 212 | 40 | CRE1 | 121 | NB | 10 PCE | 2750 | 27500 | 2018-08-11 | 4403441295 | 10 | 2018-08-13
1001927560 | 227-CRM - Electrical Maintenance | 504850-ANOOP RADHEYSHYAM PANDEY | 2018-08-11 | RO | 2 | CAT 6 Cable - 300 Mtr Roll | 1304A0498 | M | 212 | 40 | 227R | 121 | NB | 1 NOS | 4558 | 4558 | 2018-08-11 | 4403441295 | 20 | 2018-08-13
1001927561 | 227-CRM - Electrical Maintenance | 504850-ANOOP RADHEYSHYAM PANDEY | 2018-08-11 | PR | 1 | CAMRA&ACC;VGA EXTENDERANY REPUTEDANY | 5648A0192 | M | 314 | 40 | CRE1 | 101 | NB | 2 NOS | 16000 | 32000 | 2018-09-10 | 920601541 | 10 | 2018-08-13
1001927561 | 227-CRM - Electrical Maintenance | 504850-ANOOP RADHEYSHYAM PANDEY | 2018-08-11 | PR | 2 | VGA COMMUNICATION CABLE | 6020A0001 | M | 292 | 40 | CRE1 | 101 | NB | 5 NOS | 2500 | 12500 | 2018-09-10 | 920601540 | 10 | 2018-08-13
1001929042 | 227-CRM - Electrical Maintenance | 154844-JEEVAN JYOTI JENA | 2018-08-14 | PR | 1 | DRV MODL;0.75 KWSEW EURODRIVE MOVITRAC | 6098A0254 | M | 240 | 40 | CRE1 | 101 | NP | 1 NOS | 41000 | 41000 | 2018-10-13 | 970223182 | 10 | 2018-09-17
1001929042 | 227-CRM - Electrical Maintenance | 154844-JEEVAN JYOTI JENA | 2018-08-14 | PR | 2 | DRV MODL;4 KWSEW EURODRIVE MOVITRAC 3 | 6098A0255 | M | 240 | 40 | CRE1 | 101 | NP | 1 NOS | 128000 | 128000 | 2018-10-13 | 970223182 | 20 | 2018-09-17
1001929042 | 227-CRM - Electrical Maintenance | 154844-JEEVAN JYOTI JENA | 2018-08-14 | PR | 3 | DRV MODL;0.37 KWSEW EURODRIVE MOVITRAC | 6098A0256 | M | 240 | 40 | CRE1 | 101 | NP | 1 NOS | 26000 | 26000 | 2018-10-13 | 970223182 | 30 | 2018-09-17
1001930683 | 227-CRM - Electrical Maintenance | 504850-ANOOP RADHEYSHYAM PANDEY | 2018-08-17 | RO | 1 | COMTR SPR;STEREO SPEAKER SETLOGITECH | 5309A0452 | M | 212 | 40 | CR01 | 121 | NB | 8 SET | 577 | 4616 | 2018-08-29 | 4403457548 | 10 | 2018-08-17
1001931745 | 227-CRM - Electrical Maintenance | 153574-Pankaj Kumar | 2018-08-18 | PR | 1 | HOOTER;ELECTRONICSINGLE1KM220VSTEEL | 5048A0005 | M | 233 | 40 | CRE1 | 104 | NB | 8 NOS | 5602.1 | 44816.8 | 2018-08-25 | 920603966 | 10 | 2018-08-20
1001931750 | 227-CRM - Electrical Maintenance | 153574-Pankaj Kumar | 2018-08-18 | RO | 2 | Antifog goggles | 0150A0068 | M | 290 | 40 | CRE1 | 171 | NB | 25 NOS | 186 | 4650 | 2018-08-25 | 4403469514 | 10 | 2018-08-20
1001935801 | 227-CRM - Electrical Maintenance | 121461-R K Sachan | 2018-08-24 | PR | 3 | LMT SWTCH;LEVER LIMIT SWITCHCONTINUOUS | 5613A0271 | M | 234 | 40 | CRE1 | 101 | NP | 25 NOS | 4500 | 112500 | 2018-10-08 | 970229001 | 10 | 2018-10-26
1001936148 | 227-CRM - Electrical Maintenance | 121461-R K Sachan | 2018-08-25 | RO | 1 | RESISTANT SLEEVE;100% PARA ARAMID | 5987A0001 | M | 290 | 40 | CRE1 | 100 | NB | 20 PAA | 430 | 8600 | 2018-09-25 | 4403490976 | 10 | 2018-08-25
1001936312 | 227-CRM - Electrical Maintenance | 121461-R K Sachan | 2018-08-25 | PR | 1 | SPL INST;TEMPERATURE STICKER TEMPERATUR | 6049A0066 | M | 256 | 40 | CRE1 | 104 | NB | 1000 NOS | 45 | 45000 | 2018-09-24 | 920606458 | 10 | 2018-08-27
1001936709 | 227-CRM - Electrical Maintenance | 500111-PRAMOD PRASAD | 2018-08-27 | PR | 1 | ENCODER;INCREMENTAL ROTARY ENCODER | 5508A0088 | M | 240 | 40 | CR01 | 107 | NP | 2 NOS | 1185838 | 2371676 | 2018-10-26 | 970222103 | 10 | 2018-09-10
1001936885 | 227-CRM - Electrical Maintenance | 500111-PRAMOD PRASAD | 2018-08-27 | PR | 1 | 3.3KV ELECT INSULATING MAT | 5355A0005 | M | 228 | 40 | CRE1 | 101 | NB | 100 M | 800 | 80000 | 2018-10-26 | 920610605 | 10 | 2018-09-07
1001942287 | 227-CRM - Electrical Maintenance | 164181-RAVI KARAN | 2018-09-04 | PR | 1 | THRMPCL;CROMEL + ALUMINA SS 316 0.35 | 5671A0293 | M | 256 | 40 | CRE1 | 101 | NB | 50 NOS | 3000 | 150000 | 2018-10-04 | 920610375 | 10 | 2018-09-06
1001943326 | 227-CRM - Electrical Maintenance | 149329-RAVI SHEKHAR | 2018-09-05 | RO | 1 | Space Heater for 33kV VCB Panel | 0853A1198 | M | 234 | 40 | CRE1 | 101 | NB | 60 NOS | 4557 | 273420 | 2018-09-05 | 4403537080 | 10 | 2018-09-05
1001944014 | 227-CRM - Electrical Maintenance | 121461-R K Sachan | 2018-10-29 | PR | 1 | WGHNG SYS;16 TON230 VCRANE WEIGHING SY | 5592A0073 | M | 308 | 40 | CRE1 | 101 | NC | 1 SET | 3900000 | 3900000 | 2018-10-06 | 910011116 | 10 | 2018-10-29
1001944014 | 227-CRM - Electrical Maintenance | 121461-R K Sachan | 2018-10-29 | PR | 2 | WGHNG SYS;6.3 TON230 VCRANE WEIGHING S | 5592A0074 | M | 308 | 40 | CRE1 | 101 | NC | 1 SET | 3490000 | 3490000 | 2018-10-06 | 910011116 | 20 | 2018-10-29
1001944172 | 227-CRM - Electrical Maintenance | 121461-R K Sachan | 2018-09-06 | PR | 1 | THERMOCOUPLE;CR/ALSS 3160.35MM1250MM | 5671A0108 | M | 256 | 40 | CRE1 | 104 | NB | 48 NOS | 950 | 45600 | 2018-09-28 | 920610686 | 10 | 2018-09-07
1001944507 | 227-CRM - Electrical Maintenance | 153574-Pankaj Kumar | 2018-09-06 | PR | 1 | IND LAMP;WHITE 230 VACEMERGENCY LIGHT | 5868A0190 | M | 229 | 40 | CRE1 | 104 | NB | 5 NOS | 8000 | 40000 | 2018-09-29 | 920610695 | 10 | 2018-09-07
1001944523 | 227-CRM - Electrical Maintenance | 153574-Pankaj Kumar | 2018-09-06 | PR | 1 | OFFC ACCS;UMBRELLA | 5789A0101 | M | 276 | 40 | CRE1 | 104 | NB | 10 NOS | 210 | 2100 | 2018-09-28 | 920610685 | 10 | 2018-09-07
1001945662 | 227-CRM - Electrical Maintenance | 121461-R K Sachan | 2018-09-08 | PR | 1 | LT CBL;40.75MM2COPPERPVCPVC1.1KV | 5717A0574 | M | 222 | 40 | CRE1 | 104 | NB | 200 M | 124.83 | 24966 | 2018-10-23 | 920611766 | 10 | 2018-09-12
1001945721 | 227-CRM - Electrical Maintenance | 121461-R K Sachan | 2018-09-08 | RO | 1 | UNIVERSAL RAIL MOUNTING TERMINAL 2.5SQMM | 1106A0201 | M | 222 | 40 | CRE1 | 101 | NB | 600 NOS | 10.64 | 6384 | 2018-09-08 | 4403555648 | 10 | 2018-09-12
1001945721 | 227-CRM - Electrical Maintenance | 121461-R K Sachan | 2018-09-08 | RO | 2 | UNIVERSAL RAIL MOUNTING TERMINAL4 SQMM | 1106A0202 | M | 222 | 40 | CRE1 | 101 | NB | 600 NOS | 11.97 | 7182 | 2018-09-08 | 4403555648 | 20 | 2018-09-12
1001945721 | 227-CRM - Electrical Maintenance | 121461-R K Sachan | 2018-09-08 | RO | 3 | UNIVERSAL RAIL MOUNTING TERMINAL6 SQMM | 1106A0203 | M | 222 | 40 | CRE1 | 101 | NB | 500 NOS | 12.73 | 6365 | 2018-09-08 | 4403555648 | 30 | 2018-09-12
1001945721 | 227-CRM - Electrical Maintenance | 121461-R K Sachan | 2018-09-08 | RO | 4 | UNIVERSAL RAIL MOUNTING TERMINAL10SQMM | 1106A0204 | M | 222 | 40 | CRE1 | 101 | NB | 600 NOS | 15.13 | 9078 | 2018-09-08 | 4403555648 | 40 | 2018-09-12
1001945905 | 227-CRM - Electrical Maintenance | 504850-ANOOP RADHEYSHYAM PANDEY | 2018-09-08 | PR | 1 | SMART SCREWDRIVER SET BOSCH 0 601 9H2 | 5918A0917 | M | 262 | 40 | CRE1 | 104 | NB | 5 NOS | 5500 | 27500 | 2018-10-08 | 920611759 | 10 | 2018-09-12
1001945906 | 227-CRM - Electrical Maintenance | 504850-ANOOP RADHEYSHYAM PANDEY | 2018-09-08 | PR | 1 | SAFETY ACCESSORIES;SAFETY SIGNAGESAGR | 5953A0014 | M | 290 | 40 | CR98 | 104 | NP | 14000 IN2 | 6.12 | 85680 | 2018-10-09 | 970230511 | 10 | 2018-11-06
1001945983 | 227-CRM - Electrical Maintenance | 504850-ANOOP RADHEYSHYAM PANDEY | 2018-09-09 | PR | 1 | CAMRA&ACCES;HOUSING FOR CCTV CAMERA | 5648A0039 | M | 314 | 40 | CRE1 | 104 | NB | 8 NOS | 5500 | 44000 | 2018-10-09 | 920611760 | 10 | 2018-09-12
1001946922 | 227-CRM - Electrical Maintenance | 149329-RAVI SHEKHAR | 2018-09-11 | RO | 1 | N/W PD PTCH CRD;CAT6 UTP2M | 5280A0030 | M | 212 | 40 | CRE1 | 121 | NB | 1 NOS | 126 | 126 | 2018-09-11 | 4403555674 | 10 | 2018-09-12
1001946922 | 227-CRM - Electrical Maintenance | 149329-RAVI SHEKHAR | 2018-09-11 | RO | 2 | N/W PD PTCH CRD;CAT6 UTP15M | 5280A0031 | M | 212 | 40 | CRE1 | 121 | NB | 1 NOS | 966 | 966 | 2018-09-11 | 4403555674 | 20 | 2018-09-12
1001950422 | 227-CRM - Electrical Maintenance | 154844-JEEVAN JYOTI JENA | 2018-10-13 | PR | 1 | GAS SNSR;CO 1 EC 0-500 PPM CO RANGE: | 5478A0031 | M | 256 | 40 | CRE1 | 104 | NP | 2 NOS | 41000 | 82000 | 2018-10-15 | 970226178 | 10 | 2018-10-13
1001950724 | 227-CRM - Electrical Maintenance | 157507-Ashish Kumar Garg | 2018-09-17 | RO | 1 | PIPE;TUBE 12 MMSEAMLESS 6 M2 MMASTM | 5842A0759 | M | 281 | 40 | CRE1 | 100 | NB | 400 M | 235 | 94000 | 2018-09-22 | 4403577632 | 10 | 2018-09-17
1001950911 | 227-CRM - Electrical Maintenance | 153574-Pankaj Kumar | 2018-09-17 | RO | 1 | TABLET;WINMATE M133W TABLET PC WLAN/BL | 6096A0012 | M | 212 | 40 | 227R | 121 | NB | 1 NOS | 265000 | 265000 | 2018-09-03 | 4403581213 | 10 | 2018-09-18
1001951407 | 227-CRM - Electrical Maintenance | 154844-JEEVAN JYOTI JENA | 2018-10-13 | PR | 1 | SPAREINSTRUMENTATION | 5956A0306 | M | 256 | 40 | CRE1 | 104 | NP | 2 NOS | 33300 | 66600 | 2018-10-08 | 970226177 | 10 | 2018-10-13
1001951976 | 227-CRM - Electrical Maintenance | 504850-ANOOP RADHEYSHYAM PANDEY | 2018-09-19 | PR | 1 | ELECT CNNTR;BNCGENERAL PURPOSE1220V | 5615A0039 | M | 239 | 40 | CRE1 | 104 | NB | 10 NOS | 360 | 3600 | 2018-09-26 | 920614453 | 10 | 2018-09-19
1001951977 | 227-CRM - Electrical Maintenance | 504850-ANOOP RADHEYSHYAM PANDEY | 2018-09-19 | PR | 1 | ELECT CNNTR;BNCGENERAL PURPOSE1220V | 5615A0039 | M | 239 | 40 | CRE1 | 104 | NB | 10 NOS | 360 | 3600 | 2018-09-29 | 920614461 | 10 | 2018-09-19
1001952688 | 227-CRM - Electrical Maintenance | 121461-R K Sachan | 2018-09-19 | PR | 1 | HND OPTD TRLY;200 KGMANUAL BALL BEARIN | 6036A0026 | M | 258 | 40 | CRE1 | 104 | NB | 2 NOS | 12084 | 24168 | 2018-10-19 | 920614509 | 10 | 2018-09-19
1001952934 | 227-CRM - Electrical Maintenance | 504850-ANOOP RADHEYSHYAM PANDEY | 2018-09-20 | PR | 1 | DRIV SPR;CONTROL BOARDABB | 5542A0862 | M | 240 | 40 | CRE1 | 101 | NP | 2 NOS | 70000 | 140000 | 2018-10-31 | 970230488 | 10 | 2018-11-06
1001952944 | 227-CRM - Electrical Maintenance | 504850-ANOOP RADHEYSHYAM PANDEY | 2018-09-20 | PR | 1 | HARD DISK SEAGATE IPC SIMATIC IPC547E | 5309A1049 | M | 212 | 40 | CRE1 | 101 | NB | 2 NOS | 4500 | 9000 | 2018-10-09 | 920615184 | 10 | 2018-09-21
1001953234 | 227-CRM - Electrical Maintenance | 504850-ANOOP RADHEYSHYAM PANDEY | 2018-09-20 | PR | 3 | INST SPR;TEMPERATURE STICKERTHERMAX | 5956A0590 | M | 256 | 40 | CRE1 | 104 | NB | 1000 NOS | 42.42 | 42420 | 2018-10-20 | 920615181 | 10 | 2018-09-21
1001953782 | 227-CRM - Electrical Maintenance | 153574-Pankaj Kumar | 2018-09-20 | PR | 1 | GLND CBL;DOUBLE COMPRESSIONBRASS25MM | 5884A0037 | M | 222 | 40 | CRE1 | 101 | NB | 250 NOS | 100 | 25000 | 2018-10-20 | 920620602 | 10 | 2018-10-05
1001953782 | 227-CRM - Electrical Maintenance | 153574-Pankaj Kumar | 2018-09-20 | PR | 2 | GLND CBL;DOUBLE COMPRESSIONBRASS28MM | 5884A0038 | M | 222 | 40 | CRE1 | 101 | NB | 250 NOS | 120 | 30000 | 2018-10-20 | 920620602 | 20 | 2018-10-05
1001953782 | 227-CRM - Electrical Maintenance | 153574-Pankaj Kumar | 2018-09-20 | PR | 3 | GLND CBL;DOUBLE COMPRESSIONBRASS32MM | 5884A0039 | M | 222 | 40 | CRE1 | 101 | NB | 250 NOS | 170 | 42500 | 2018-10-20 | 920620602 | 30 | 2018-10-05
1001953782 | 227-CRM - Electrical Maintenance | 153574-Pankaj Kumar | 2018-09-20 | PR | 4 | GLND CBL;DOUBLE COMPRESSIONBRASS35MM | 5884A0040 | M | 222 | 40 | CRE1 | 101 | NB | 250 NOS | 210 | 52500 | 2018-10-20 | 920620602 | 40 | 2018-10-05
1001953782 | 227-CRM - Electrical Maintenance | 153574-Pankaj Kumar | 2018-09-20 | PR | 5 | GLND CBL;DOUBLE COMPRESSIONBRASS12MM | 5884A0041 | M | 222 | 40 | CRE1 | 101 | NB | 250 NOS | 70 | 17500 | 2018-10-20 | 920620602 | 50 | 2018-10-05
1001953782 | 227-CRM - Electrical Maintenance | 153574-Pankaj Kumar | 2018-09-20 | PR | 6 | GLND CBL;DOUBLE COMPRESSIONBRASS19MM | 5884A0047 | M | 222 | 40 | CRE1 | 101 | NB | 200 NOS | 75 | 15000 | 2018-10-20 | 920620602 | 60 | 2018-10-05
1001953782 | 227-CRM - Electrical Maintenance | 153574-Pankaj Kumar | 2018-09-20 | PR | 7 | GLND CBL;DOUBLE COMPRESSIONBRASS16MM | 5884A0048 | M | 222 | 40 | CRE1 | 101 | NB | 250 NOS | 65 | 16250 | 2018-10-20 | 920620602 | 70 | 2018-10-05
1001953825 | 227-CRM - Electrical Maintenance | 153574-Pankaj Kumar | 2018-09-20 | PR | 1 | TWST DRLL;114MM156MM12.5MMSTRAIGHT | 5319A0213 | M | 216 | 40 | CRE1 | 104 | NB | 10 NOS | 500 | 5000 | 2018-10-20 | 920615180 | 10 | 2018-09-21
1001953825 | 227-CRM - Electrical Maintenance | 153574-Pankaj Kumar | 2018-09-20 | PR | 2 | TWST DRLL;10.8MMMORSE TAPER94MM175MM | 5319A0223 | M | 216 | 40 | CRE1 | 104 | NB | 10 NOS | 500 | 5000 | 2018-10-20 | 920615180 | 20 | 2018-09-21
1001953852 | 227-CRM - Electrical Maintenance | 153574-Pankaj Kumar | 2018-09-20 | PR | 1 | LT CBL;18 2.5 MM2COPPER SPECL POLY | 5717A0746 | M | 222 | 40 | CRE1 | 101 | NB | 200 M | 1640 | 328000 | 2018-10-20 | 920619670 | 10 | 2018-10-03
1001953993 | 227-CRM - Electrical Maintenance | 164181-RAVI KARAN | 2018-09-21 | PR | 1 | O-RING;VITON 138 MM4 MM146 MM70 | 5395A1019 | M | 279 | 40 | CRE1 | 104 | NB | 20 NOS | 250 | 5000 | 2018-10-21 | 920615182 | 10 | 2018-09-21
1001953993 | 227-CRM - Electrical Maintenance | 164181-RAVI KARAN | 2018-09-21 | PR | 2 | O-RING;VITON 342 MM5 MM352 MM70 | 5395A1025 | M | 279 | 40 | CRE1 | 104 | NB | 20 NOS | 350 | 7000 | 2018-10-21 | 920615182 | 20 | 2018-09-21
1001953993 | 227-CRM - Electrical Maintenance | 164181-RAVI KARAN | 2018-09-21 | PR | 3 | O-RING;VITON 145 MM5 MM155 MM70 | 5395A1026 | M | 279 | 40 | CRE1 | 104 | NB | 20 NOS | 250 | 5000 | 2018-10-21 | 920615182 | 30 | 2018-09-21
1001953993 | 227-CRM - Electrical Maintenance | 164181-RAVI KARAN | 2018-09-21 | PR | 4 | O-RING;VITON 340 MM6 MM352 MM70 | 5395A1059 | M | 279 | 40 | CRE1 | 104 | NB | 20 NOS | 350 | 7000 | 2018-10-21 | 920615182 | 40 | 2018-09-21
1001953993 | 227-CRM - Electrical Maintenance | 164181-RAVI KARAN | 2018-09-21 | PR | 5 | O-RING;VITON 390 MM6 MM402 MM70 | 5395A1060 | M | 279 | 40 | CRE1 | 104 | NB | 20 NOS | 400 | 8000 | 2018-10-21 | 920615182 | 50 | 2018-09-21
1001953993 | 227-CRM - Electrical Maintenance | 164181-RAVI KARAN | 2018-09-21 | PR | 6 | O-RING;VITON 455 MM6 MM467 MM70 | 5395A1061 | M | 279 | 40 | CRE1 | 104 | NB | 20 NOS | 400 | 8000 | 2018-10-21 | 920615182 | 60 | 2018-09-21
1001953993 | 227-CRM - Electrical Maintenance | 164181-RAVI KARAN | 2018-09-21 | PR | 7 | O-RING;VITON 290 MM5 MM300 MM70 | 5395A1062 | M | 279 | 40 | CRE1 | 104 | NB | 20 NOS | 250 | 5000 | 2018-10-21 | 920615182 | 70 | 2018-09-21
1001953993 | 227-CRM - Electrical Maintenance | 164181-RAVI KARAN | 2018-09-21 | PR | 8 | O-RING;VITON 200 MM4 MM208 MM70 | 5395A1063 | M | 279 | 40 | CRE1 | 104 | NB | 20 NOS | 250 | 5000 | 2018-10-21 | 920615182 | 80 | 2018-09-21
1001954510 | 227-CRM - Electrical Maintenance | 164181-RAVI KARAN | 2018-09-21 | PR | 1 | LT CBL;21MM2COPPERPVCTWISTED CABLE | 5717A0230 | M | 222 | 40 | CRE1 | 101 | NB | 500 M | 100 | 50000 | 2018-10-21 | 920616339 | 10 | 2018-09-24
1001954510 | 227-CRM - Electrical Maintenance | 164181-RAVI KARAN | 2018-09-21 | PR | 2 | LT CBL;21.5MM2COPPERPVC | 5717A0325 | M | 222 | 40 | CRE1 | 101 | NB | 500 M | 100 | 50000 | 2018-10-21 | 920616339 | 20 | 2018-09-24
1001954510 | 227-CRM - Electrical Maintenance | 164181-RAVI KARAN | 2018-09-21 | PR | 3 | LT CBL;31.5MM2COPPERXLPEARMOURED | 5717A0391 | M | 222 | 40 | CRE1 | 101 | NB | 500 M | 100 | 50000 | 2018-10-21 | 920616339 | 30 | 2018-09-24
1001954721 | 227-CRM - Electrical Maintenance | 153574-Pankaj Kumar | 2018-09-21 | RO | 1 | SPM - CABLE FOR COIL CAR ENCODER | 0940A0090 | M | 222 | 40 | CRE1 | 101 | NB | 200 M | 384.9 | 76980 | 2018-10-12 | 4403648374 | 10 | 2018-10-04
1001954734 | 227-CRM - Electrical Maintenance | 504850-ANOOP RADHEYSHYAM PANDEY | 2018-09-22 | PR | 1 | ELECT CNNTR;BNCGENERAL PURPOSE1220V | 5615A0039 | M | 239 | 40 | CRE1 | 104 | NP | 100 NOS | 360 | 36000 | 2018-10-22 | 970230480 | 10 | 2018-11-06
1001954738 | 227-CRM - Electrical Maintenance | 504850-ANOOP RADHEYSHYAM PANDEY | 2018-09-22 | PR | 1 | LV HAND GLOVES;8 | 5775A0003 | M | 290 | 40 | CRE1 | 104 | NB | 22 PAA | 900 | 19800 | 2018-09-30 | 920616201 | 10 | 2018-09-24
1001954738 | 227-CRM - Electrical Maintenance | 504850-ANOOP RADHEYSHYAM PANDEY | 2018-09-22 | PR | 2 | LV HAND GLOVES;10 | 5775A0004 | M | 290 | 40 | CRE1 | 104 | NB | 33 PAA | 900 | 29700 | 2018-09-30 | 920616201 | 20 | 2018-09-24
1001954739 | 227-CRM - Electrical Maintenance | 504850-ANOOP RADHEYSHYAM PANDEY | 2018-09-22 | PR | 1 | LV HAND GLOVES;8 | 5775A0003 | M | 290 | 40 | CRE1 | 104 | NB | 20 PAA | 900 | 18000 | 2018-09-30 | 920616192 | 10 | 2018-09-24
1001954739 | 227-CRM - Electrical Maintenance | 504850-ANOOP RADHEYSHYAM PANDEY | 2018-09-22 | PR | 2 | LV HAND GLOVES;9 | 5775A0005 | M | 290 | 40 | CRE1 | 104 | NB | 27 PAA | 900 | 24300 | 2018-09-30 | 920616192 | 20 | 2018-09-24
1001954851 | 227-CRM - Electrical Maintenance | 504850-ANOOP RADHEYSHYAM PANDEY | 2018-09-22 | PR | 1 | MAGNETIC TYPE MOUNTING PAD MASIBUS MAS | 5956A2663 | M | 256 | 40 | CRE1 | 104 | NP | 10 NOS | 3000 | 30000 | 2018-10-12 | 970230495 | 10 | 2018-11-06
1001955576 | 227-CRM - Electrical Maintenance | 500111-PRAMOD PRASAD | 2018-09-24 | PR | 1 | LT CBL;12 1.5 MM2ALUMINUM PTFE F | 5717A0753 | M | 222 | 40 | CRE1 | 101 | NB | 500 M | 900 | 450000 | 2018-10-24 | 920647117 | 10 | 2018-12-12
1001956159 | 227-CRM - Electrical Maintenance | 153574-Pankaj Kumar | 2018-09-24 | PR | 1 | IND LAMP;RED 230 VACINDICATION LAMP | 5868A0184 | M | 229 | 40 | CRE1 | 104 | NB | 40 NOS | 600 | 24000 | 2018-10-12 | 920616405 | 10 | 2018-09-24
1001956182 | 227-CRM - Electrical Maintenance | 153574-Pankaj Kumar | 2018-09-24 | PR | 1 | FIELD SNSR;PHOTO SENSORIFM10 - 30VDC | 5700A0612 | M | 256 | 40 | CRE1 | 101 | NP | 5 NOS | 6000 | 30000 | 2018-10-24 | 970226192 | 10 | 2018-10-22
1001956182 | 227-CRM - Electrical Maintenance | 153574-Pankaj Kumar | 2018-09-24 | PR | 2 | PROXIMITY;INDUCTIVE SENSOR14MM10-30V | 5885A0275 | M | 234 | 40 | CRE1 | 101 | NP | 25 NOS | 8000 | 200000 | 2018-10-24 | 970226192 | 20 | 2018-10-22
1001956182 | 227-CRM - Electrical Maintenance | 153574-Pankaj Kumar | 2018-09-24 | PR | 3 | PROXIMITY;INDUCTIVE SENSOR15MM10-30V | 5885A0280 | M | 234 | 40 | CRE1 | 101 | NP | 20 NOS | 6000 | 120000 | 2018-10-24 | 970226192 | 30 | 2018-10-22
1001956182 | 227-CRM - Electrical Maintenance | 153574-Pankaj Kumar | 2018-09-24 | PR | 4 | OPTL PHSNSR;SENSORLAZERRED10 TO 30 | 5940A0008 | M | 256 | 40 | CRE1 | 101 | NP | 10 NOS | 6500 | 65000 | 2018-10-24 | 970226192 | 40 | 2018-10-22
1001956183 | 227-CRM - Electrical Maintenance | 153574-Pankaj Kumar | 2018-09-24 | PR | 1 | ENCODER;TACHO GENERATORBAUMER HUBNER | 5508A0084 | M | 240 | 40 | CR01 | 101 | NP | 5 NOS | 75000 | 375000 | 2018-10-18 | 970226191 | 10 | 2018-10-08
1001956191 | 227-CRM - Electrical Maintenance | 504850-ANOOP RADHEYSHYAM PANDEY | 2018-09-24 | PR | 1 | FLW MTR;0-10 MPaWATER/LIQUID M3HVORTEX | 5493A0277 | M | 256 | 40 | CRE1 | 101 | NB | 1 NOS | 49500 | 49500 | 2018-10-04 | 920617606 | 10 | 2018-09-27
1001956193 | 227-CRM - Electrical Maintenance | 504850-ANOOP RADHEYSHYAM PANDEY | 2018-09-24 | PR | 1 | LEVEL SENSOR FOR SHAPEMETER RIKO FLOAT | 6129A0049 | M | 256 | 40 | CRE1 | 107 | NP | 2 NOS | 52000 | 104000 | 2018-10-24 | 970230491 | 10 | 2018-11-06
1001956839 | 227-CRM - Electrical Maintenance | 121461-R K Sachan | 2018-09-25 | PR | 1 | LT CBL;31.5MM2COPPERPVC | 5717A0324 | M | 222 | 40 | CRE1 | 104 | NB | 1000 M | 40 | 40000 | 2018-10-10 | 920617581 | 10 | 2018-09-27
1001957033 | 227-CRM - Electrical Maintenance | 153574-Pankaj Kumar | 2018-09-25 | PR | 1 | IND LAMP;WHITE 230 VACEMERGENCY LIGHT | 5868A0190 | M | 229 | 40 | CRE1 | 101 | NB | 30 NOS | 8000 | 240000 | 2018-10-11 | 920619110 | 10 | 2018-10-01
1001957035 | 227-CRM - Electrical Maintenance | 153574-Pankaj Kumar | 2018-09-25 | PR | 1 | HND OPTD TRLY;200 KGMANUAL BALL BEARIN | 6036A0026 | M | 258 | 40 | CRE1 | 104 | NB | 2 NOS | 12084 | 24168 | 2018-10-25 | 920617588 | 10 | 2018-09-27
1001957042 | 227-CRM - Electrical Maintenance | 153574-Pankaj Kumar | 2018-09-25 | PR | 1 | LAB ACCS;ANTI-STATIC BAG-ELECTRONIC LAB | 5959A0422 | M | 240 | 40 | CRE1 | 104 | NB | 200 NOS | 44.44 | 8888 | 2018-10-25 | 920617584 | 10 | 2018-09-27
1001957054 | 227-CRM - Electrical Maintenance | 153574-Pankaj Kumar | 2018-09-25 | RO | 1 | TABLET;WINMATE M133W TABLET PC WLAN/BL | 6096A0012 | M | 212 | 40 | CRE1 | 121 | NB | 1 NOS | 265000 | 265000 | 2018-10-25 | 4403648436 | 10 | 2018-10-04
1001957065 | 227-CRM - Electrical Maintenance | 153574-Pankaj Kumar | 2018-09-25 | PR | 1 | FIELD SNSR;PHOTO SENSOROMRON24VNO/NC | 5700A0707 | M | 256 | 40 | CRE1 | 101 | NP | 10 NOS | 12000 | 120000 | 2018-10-25 | 970226196 | 10 | 2018-10-08
1001957093 | 227-CRM - Electrical Maintenance | 504850-ANOOP RADHEYSHYAM PANDEY | 2018-09-25 | PR | 2 | DRV MODL;157KVAHITACHI | 6098A0014 | M | 240 | 40 | CREW | 107 | NP | 1 NOS | 1062000 | 1062000 | 2018-10-01 | 970230479 | 10 | 2018-11-06
1001957094 | 227-CRM - Electrical Maintenance | 504850-ANOOP RADHEYSHYAM PANDEY | 2018-09-26 | PR | 1 | AIR FILTER SMC TR UTILITY FILTER ELEM | 5956A2599 | M | 256 | 40 | CRE1 | 101 | NB | 50 NOS | 900 | 45000 | 2018-10-16 | 920617591 | 10 | 2018-09-27
1001958851 | 227-CRM - Electrical Maintenance | 504850-ANOOP RADHEYSHYAM PANDEY | 2018-09-28 | PR | 1 | ENCODERENCODERPULSE GENERATORSUMTAKE | 5508A0038 | M | 238 | 40 | CRE1 | 107 | NP | 3 NOS | 120000 | 360000 | 2018-12-27 | 970237631 | 10 | 2018-12-24
1001958851 | 227-CRM - Electrical Maintenance | 504850-ANOOP RADHEYSHYAM PANDEY | 2018-09-28 | PR | 2 | ENCODER;INCREMENTAL ROTARY ENCODER | 5508A0088 | M | 240 | 40 | CRE1 | 107 | NP | 1 NOS | 1200000 | 1200000 | 2018-11-27 | 970237631 | 20 | 2018-12-24
1001958851 | 227-CRM - Electrical Maintenance | 504850-ANOOP RADHEYSHYAM PANDEY | 2018-09-28 | PR | 4 | ENCODER;INCREMENTAL ROTARY ENCODER | 5508A0107 | M | 240 | 40 | CRE1 | 107 | NP | 3 NOS | 343448.23 | 1030344.69 | 2018-12-27 | 970237631 | 30 | 2018-12-24
1001958853 | 227-CRM - Electrical Maintenance | 504850-ANOOP RADHEYSHYAM PANDEY | 2018-09-28 | PR | 1 | FLD SNSR;LIMIT SWITCH YAMATAKE 100-240 | 5700A0966 | M | 256 | 40 | CRE1 | 101 | NP | 2 NOS | 65000 | 130000 | 2018-11-27 | 970230494 | 10 | 2018-11-06
1001958853 | 227-CRM - Electrical Maintenance | 504850-ANOOP RADHEYSHYAM PANDEY | 2018-09-28 | PR | 2 | FLD SNSR;LIMIT SWITCH YAMATAKE 100-240 | 5700A0967 | M | 256 | 40 | CRE1 | 101 | NP | 2 NOS | 70000 | 140000 | 2018-11-27 | 970230494 | 20 | 2018-11-06
1001958853 | 227-CRM - Electrical Maintenance | 504850-ANOOP RADHEYSHYAM PANDEY | 2018-09-28 | PR | 3 | FLD SNSR;LIMIT SWITCH YAMATAKE 100-240 | 5700A0968 | M | 256 | 40 | CRE1 | 101 | NP | 2 NOS | 58000 | 116000 | 2018-11-27 | 970230494 | 30 | 2018-11-06
1001958853 | 227-CRM - Electrical Maintenance | 504850-ANOOP RADHEYSHYAM PANDEY | 2018-09-28 | PR | 4 | PROXMTY;INDUCTIVE 2.5 MM10-30 VIP67 | 5885A0417 | M | 234 | 40 | CRE1 | 101 | NP | 2 NOS | 45000 | 90000 | 2018-11-27 | 970230494 | 40 | 2018-11-06
1001959037 | 227-CRM - Electrical Maintenance | 121461-R K Sachan | 2018-09-28 | PR | 2 | LUMINAIREFLOOD LIGHT500WAC230VNOHA | 5656A0064 | M | 229 | 40 | CRE1 | 104 | NB | 50 NOS | 350 | 17500 | 2018-10-17 | 920618110 | 10 | 2018-09-29
1001959037 | 227-CRM - Electrical Maintenance | 121461-R K Sachan | 2018-09-28 | PR | 3 | LAMPHALOGEN500WR-7220-240VWITH QUAR | 5838A0175 | M | 229 | 40 | CRE1 | 104 | NB | 100 NOS | 75 | 7500 | 2018-10-17 | 920618110 | 20 | 2018-09-29
1001959404 | 227-CRM - Electrical Maintenance | 121461-R K Sachan | 2018-09-28 | PR | 1 | CTRL TRF;0.2 KVASINGLE DRY 415 V24 V | 5506A0129 | M | 236 | 40 | CRE1 | 101 | NB | 4 NOS | 10000 | 40000 | 2018-10-28 | 920618101 | 10 | 2018-09-29
1001959721 | 227-CRM - Electrical Maintenance | 504850-ANOOP RADHEYSHYAM PANDEY | 2018-09-29 | PR | 1 | CPC CALLIBRATION JIG NIRECO CORPORATION | 5956A2668 | M | 256 | 40 | CRE1 | 107 | NP | 1 NOS | 40000 | 40000 | 2018-11-28 | 970230489 | 10 | 2018-11-06
1001961018 | 227-CRM - Electrical Maintenance | 153574-Pankaj Kumar | 2018-10-01 | PR | 2 | ELECT BOX;JUNCTION BOXUP TO 1.1KVWALL | 5761A0132 | M | 231 | 40 | CRE1 | 104 | NB | 20 NOS | 1000 | 20000 | 2018-10-31 | 920619643 | 10 | 2018-10-03
1001962045 | 227-CRM - Electrical Maintenance | 164181-RAVI KARAN | 2018-10-03 | PR | 1 | CRD;MOTOR DRIVEN 24Cx2.5 MM230 M600 | 5587A0037 | M | 241 | 40 | CRE1 | 101 | NP | 1 SET | 1000000 | 1000000 | 2018-11-02 | 970227710 | 10 | 2018-10-18
1001962160 | 227-CRM - Electrical Maintenance | 121461-R K Sachan | 2018-10-03 | PR | 1 | INDICATION LAMP PCB 12 CM X 9 CM GLASS | 5968A0108 | M | 240 | 40 | CRE1 | 104 | NB | 13 NOS | 1049.4 | 13642.2 | 2018-11-02 | 920620078 | 10 | 2018-10-04
1001962170 | 227-CRM - Electrical Maintenance | 121461-R K Sachan | 2018-10-03 | PR | 1 | SPL INST;RTD PT-100 3 WIRE SIMPLEX E | 6049A0077 | M | 256 | 40 | CRE1 | 104 | NB | 20 NOS | 500 | 10000 | 2018-11-02 | 920620079 | 10 | 2018-10-04
1001962759 | 227-CRM - Electrical Maintenance | 153574-Pankaj Kumar | 2018-10-04 | RO | 1 | WIRELESS FOR CAMERA EXTREME AP7562 | 5648A0271 | M | 314 | 40 | CRE1 | 121 | NB | 2 PCE | 225000 | 450000 | 2018-10-31 | 4403793254 | 10 | 2018-11-08
1001962766 | 227-CRM - Electrical Maintenance | 153574-Pankaj Kumar | 2018-10-04 | RO | 1 | TABLET;WINMATE M133W TABLET PC WLAN/BL | 6096A0012 | M | 212 | 40 | CRE1 | 121 | NB | 3 NOS | 265000 | 795000 | 2018-10-30 | 4403981288 | 10 | 2018-12-25
1001962907 | 227-CRM - Electrical Maintenance | 164181-RAVI KARAN | 2018-10-04 | PR | 1 | CAPTR;POLYPROPYLENE 0.75 uF400 VTH | 5553A0388 | M | 239 | 40 | CRE1 | 104 | NB | 25 NOS | 500 | 12500 | 2018-10-25 | 920620653 | 10 | 2018-10-05
1001963214 | 227-CRM - Electrical Maintenance | 153574-Pankaj Kumar | 2018-10-04 | PR | 2 | LUMR;FLOOD LIGHT150WAC140 - 270VNO | 6093A0037 | M | 229 | 40 | CRE1 | 101 | NB | 50 NOS | 5000 | 250000 | 2018-10-23 | 920621569 | 10 | 2018-10-08
1001963549 | 227-CRM - Electrical Maintenance | 164181-RAVI KARAN | 2018-10-05 | RO | 1 | ED USER COM SPR;2 TB PORTABLE HARD DISK | 5309A0360 | M | 212 | 40 | CR01 | 121 | NB | 1 NOS | 5447 | 5447 | 2018-10-24 | 4403653382 | 10 | 2018-10-05
1001963549 | 227-CRM - Electrical Maintenance | 164181-RAVI KARAN | 2018-10-05 | RO | 2 | ED USER COM SPR;32 GB USB 2.0 PEN DRIVE | 5309A0361 | M | 212 | 40 | CR01 | 121 | NB | 2 NOS | 453 | 906 | 2018-10-24 | 4403653382 | 20 | 2018-10-05
1001964089 | 227-CRM - Electrical Maintenance | 153574-Pankaj Kumar | 2018-10-05 | RO | 1 | ED USER COM SPR;TRI COLOR CARTRIDGE | 5309A0263 | M | 212 | 40 | CRE1 | 121 | NB | 2 NOS | 732 | 1464 | 2018-10-18 | 4403664587 | 10 | 2018-10-08
1001964089 | 227-CRM - Electrical Maintenance | 153574-Pankaj Kumar | 2018-10-05 | RO | 2 | ED USER COM SPR;BLACK CARTRIDGEPRINTER | 5309A0264 | M | 212 | 40 | CRE1 | 121 | NB | 2 NOS | 606 | 1212 | 2018-10-18 | 4403664587 | 20 | 2018-10-08
1001964735 | 227-CRM - Electrical Maintenance | 504850-ANOOP RADHEYSHYAM PANDEY | 2018-10-08 | PR | 3 | DEEP GRV BALL BRG6312-2Z/C360MM130MM | 5039A0225 | M | 201 | 40 | CRE1 | 102 | NB | 6 NOS | 6500 | 39000 | 2018-10-30 | 920622531 | 10 | 2018-10-10
1001964749 | 227-CRM - Electrical Maintenance | 504850-ANOOP RADHEYSHYAM PANDEY | 2018-10-08 | RO | 1 | ENT STRGE1TBSEGATENO15400RPMEXTERN | 5308A0001 | M | 212 | 40 | CRE1 | 121 | NB | 2 NOS | 3487 | 6974 | 2018-11-07 | 4403664586 | 10 | 2018-10-08
1001964871 | 227-CRM - Electrical Maintenance | 149329-RAVI SHEKHAR | 2018-10-08 | RO | 1 | ArtPaper4ColorDigi.singlemorethan50 | 0291A6528 | M | 274 | 40 | CRE1 | 133 | NB | 200 NOS | 7 | 1400 | 2018-10-08 | 4403664599 | 10 | 2018-10-08
1001965109 | 227-CRM - Electrical Maintenance | 121461-R K Sachan | 2018-10-08 | PR | 1 | PC;3.3 GHZ16 GBWORKSTATION 1 INT | 5293A0098 | M | 212 | 40 | CRE1 | 101 | NC | 2 SET | 190000 | 380000 | 2018-10-08 | 910011091 | 10 | 2018-11-26
1001965579 | 227-CRM - Electrical Maintenance | 504850-ANOOP RADHEYSHYAM PANDEY | 2018-10-09 | RO | 1 | CCTV Camera for HBF | 1629A0044 | M | 240 | 40 | CRE1 | 101 | NB | 1 NOS | 13467.3 | 13467.3 | 2018-10-09 | 4403669706 | 10 | 2018-10-09
1001965581 | 227-CRM - Electrical Maintenance | 504850-ANOOP RADHEYSHYAM PANDEY | 2018-10-09 | RO | 1 | Networking Transreciver 100 mbps | 1304A0483 | M | 212 | 40 | CRE1 | 101 | NB | 4 PCE | 2750 | 11000 | 2018-10-09 | 4403669675 | 10 | 2018-10-09
1001965581 | 227-CRM - Electrical Maintenance | 504850-ANOOP RADHEYSHYAM PANDEY | 2018-10-09 | RO | 5 | Cisco 8 port switch | 1305A1186 | M | 212 | 40 | CRE1 | 121 | NB | 1 PCE | 30000 | 30000 | 2018-10-09 | 4403669675 | 20 | 2018-10-09
1001965581 | 227-CRM - Electrical Maintenance | 504850-ANOOP RADHEYSHYAM PANDEY | 2018-10-09 | RO | 6 | CAT 6 Cable - 300 Mtr Roll | 1304A0498 | M | 212 | 40 | CRE1 | 121 | NB | 1 NOS | 4558 | 4558 | 2018-10-09 | 4403669675 | 30 | 2018-10-09
1001965799 | 227-CRM - Electrical Maintenance | 121461-R K Sachan | 2018-10-09 | PR | 1 | CNTCR;10 A4 230 VDCAUXILARY 230 VS | 5890A1000 | M | 234 | 40 | CRE1 | 104 | NB | 25 NOS | 1500 | 37500 | 2018-11-08 | 920622138 | 10 | 2018-10-09
1001966560 | 227-CRM - Electrical Maintenance | 153574-Pankaj Kumar | 2018-10-09 | PR | 1 | POWR SPLY;220VAC100KV200MA | 5262A0247 | M | 235 | 40 | CRE1 | 107 | NP | 2 NOS | 337440 | 674880 | 2018-12-08 | 970228203 | 10 | 2018-10-22
1001967055 | 227-CRM - Electrical Maintenance | 504850-ANOOP RADHEYSHYAM PANDEY | 2018-10-10 | RO | 1 | SC-SC Patch Cord (MM) | 1304A0456 | M | 212 | 40 | CRE1 | 121 | NB | 4 NOS | 1100 | 4400 | 2018-10-10 | 4403678215 | 10 | 2018-10-11
1001967055 | 227-CRM - Electrical Maintenance | 504850-ANOOP RADHEYSHYAM PANDEY | 2018-10-10 | RO | 2 | Networking Transreciver 100 mbps | 1304A0483 | M | 212 | 40 | CRE1 | 121 | NB | 4 PCE | 2750 | 11000 | 2018-10-10 | 4403678215 | 20 | 2018-10-11
1001967055 | 227-CRM - Electrical Maintenance | 504850-ANOOP RADHEYSHYAM PANDEY | 2018-10-10 | RO | 3 | SC-SC Patch Cord (MM) | 1304A0456 | M | 212 | 40 | CRE1 | 121 | NB | 4 NOS | 1100 | 4400 | 2018-10-10 | 4403678215 | 30 | 2018-10-11
1001967055 | 227-CRM - Electrical Maintenance | 504850-ANOOP RADHEYSHYAM PANDEY | 2018-10-10 | RO | 4 | Cisco 8 port switch | 1305A1186 | M | 212 | 40 | CRE1 | 121 | NB | 1 PCE | 30000 | 30000 | 2018-10-10 | 4403678215 | 40 | 2018-10-11
1001967480 | 227-CRM - Electrical Maintenance | 153574-Pankaj Kumar | 2018-10-10 | RO | 2 | EL T&M INST | 5189A0089 | M | 235 | 40 | CRE1 | 101 | NB | 20 NOS | 6850 | 137000 | 2019-01-30 | 4404168375 | 10 | 2019-02-11
1001967486 | 227-CRM - Electrical Maintenance | 153574-Pankaj Kumar | 2018-10-10 | PR | 1 | BARCOD REDR;ASSEMBLY INTERMEC VEHICLE | 5451A0021 | M | 212 | 40 | CRE1 | 121 | NP | 2 NOS | 250000 | 500000 | 2018-11-09 | 970228202 | 10 | 2018-11-26
1001967521 | 227-CRM - Electrical Maintenance | 504850-ANOOP RADHEYSHYAM PANDEY | 2018-10-11 | PR | 1 | BEARING;6320 VV CM CM STEEL 100 MM21 | 5039A0738 | M | 201 | 40 | CRE1 | 104 | NB | 1 NOS | 8000 | 8000 | 2018-10-26 | 920622937 | 10 | 2018-10-11
1001967554 | 227-CRM - Electrical Maintenance | 164181-RAVI KARAN | 2018-10-11 | RO | 1 | PIPE;TUBE 6 MMSEAMLESS 6 M1 MMASTM | 5842A0757 | M | 281 | 40 | CRE1 | 100 | NB | 200 M | 138 | 27600 | 2018-10-30 | 4403678522 | 10 | 2018-10-11
1001967554 | 227-CRM - Electrical Maintenance | 164181-RAVI KARAN | 2018-10-11 | RO | 2 | PIPE;TUBE 12 MMSEAMLESS 6 M2 MMASTM | 5842A0759 | M | 281 | 40 | CRE1 | 100 | NB | 600 M | 235 | 141000 | 2018-10-30 | 4403678522 | 20 | 2018-10-11
1001967554 | 227-CRM - Electrical Maintenance | 164181-RAVI KARAN | 2018-10-11 | RO | 3 | MALE CONNECTOR MALE CONNECTOR 1/2 INCH | 5871A1828 | M | 281 | 40 | CRE1 | 100 | NB | 100 NOS | 118 | 11800 | 2018-10-30 | 4403678522 | 30 | 2018-10-11
1001967554 | 227-CRM - Electrical Maintenance | 164181-RAVI KARAN | 2018-10-11 | RO | 4 | MALE CONNECTOR MALE CONNECTOR 1/2X6 IN | 5871A1829 | M | 281 | 40 | CRE1 | 100 | NB | 100 NOS | 59 | 5900 | 2018-10-30 | 4403678522 | 40 | 2018-10-11
1001967554 | 227-CRM - Electrical Maintenance | 164181-RAVI KARAN | 2018-10-11 | RO | 5 | MALE CONNECTOR ONE SIDE BSP OTHER ONE F | 5871A1836 | M | 281 | 40 | CRE1 | 100 | NB | 50 NOS | 119 | 5950 | 2018-10-30 | 4403678522 | 50 | 2018-10-11
1001967554 | 227-CRM - Electrical Maintenance | 164181-RAVI KARAN | 2018-10-11 | RO | 6 | STRAIGHT CONNECTOR STRAIGHT 12 MMMACH | 5871A1837 | M | 281 | 40 | CRE1 | 100 | NB | 80 NOS | 60 | 4800 | 2018-10-30 | 4403678522 | 60 | 2018-10-11
1001967554 | 227-CRM - Electrical Maintenance | 164181-RAVI KARAN | 2018-10-11 | RO | 7 | STRAIGHT CONNECTOR STRAIGHT 12X12 MMM | 5871A1841 | M | 281 | 40 | CRE1 | 100 | NB | 50 NOS | 160 | 8000 | 2018-10-30 | 4403678522 | 70 | 2018-10-11
1001967554 | 227-CRM - Electrical Maintenance | 164181-RAVI KARAN | 2018-10-11 | RO | 8 | STRAIGHT CONNECTOR STRAIGHT 6 MMMACHI | 5871A1854 | M | 281 | 40 | CRE1 | 100 | NB | 50 NOS | 82 | 4100 | 2018-10-30 | 4403678522 | 80 | 2018-10-11
1001967554 | 227-CRM - Electrical Maintenance | 164181-RAVI KARAN | 2018-10-11 | RO | 9 | MALE CONNECTOR MALE CONNECTOR 1/4 INCH | 5871A1859 | M | 281 | 40 | CRE1 | 100 | NB | 10 NOS | 34 | 340 | 2018-10-30 | 4403678522 | 90 | 2018-10-11
1001967554 | 227-CRM - Electrical Maintenance | 164181-RAVI KARAN | 2018-10-11 | RO | 10 | UNION UNION 6X6 MMMACHINING SCH 40 | 5871A1863 | M | 281 | 40 | CRE1 | 100 | NB | 50 NOS | 37 | 1850 | 2018-10-30 | 4403678522 | 100 | 2018-10-11
1001967554 | 227-CRM - Electrical Maintenance | 164181-RAVI KARAN | 2018-10-11 | RO | 11 | ELBOW ELBOW 1/4 INCH X 6 MM MACHINING | 5871A1866 | M | 281 | 40 | CRE1 | 100 | NB | 50 NOS | 47.5 | 2375 | 2018-10-30 | 4403678522 | 110 | 2018-10-11
1001967554 | 227-CRM - Electrical Maintenance | 164181-RAVI KARAN | 2018-10-11 | RO | 12 | NIPPLE NIPPLE 1/2 INMACHINING SCH 40 | 5871A1870 | M | 281 | 40 | CRE1 | 100 | NB | 50 NOS | 72 | 3600 | 2018-10-30 | 4403678522 | 120 | 2018-10-11
1001967554 | 227-CRM - Electrical Maintenance | 164181-RAVI KARAN | 2018-10-11 | RO | 13 | EQUAL TEE EQUAL TEE 12 MMMACHINING S | 5871A1871 | M | 281 | 40 | CRE1 | 100 | NB | 50 NOS | 310 | 15500 | 2018-10-30 | 4403678522 | 130 | 2018-10-11
1001967554 | 227-CRM - Electrical Maintenance | 164181-RAVI KARAN | 2018-10-11 | RO | 14 | EQUAL TEE EQUAL TEE 6 MMMACHINING SC | 5871A1872 | M | 281 | 40 | CRE1 | 100 | NB | 50 NOS | 155 | 7750 | 2018-10-30 | 4403678522 | 140 | 2018-10-11
1001967564 | 227-CRM - Electrical Maintenance | 164181-RAVI KARAN | 2018-10-11 | PR | 1 | BALL VALVE1/2400KG/CM260-CIIIHORIZ | 5221A0135 | M | 298 | 40 | CRE1 | 104 | NB | 25 NOS | 900 | 22500 | 2018-10-31 | 920622940 | 10 | 2018-10-11
1001967564 | 227-CRM - Electrical Maintenance | 164181-RAVI KARAN | 2018-10-11 | PR | 2 | LUB ACCRYS;NEEDLE VALVE(1/2BSP ;CS | 5724A0062 | M | 261 | 40 | CRE1 | 104 | NB | 25 . | 1000 | 25000 | 2018-10-31 | 920622941 | 10 | 2018-10-11
1001967675 | 227-CRM - Electrical Maintenance | 164181-RAVI KARAN | 2018-10-11 | PR | 1 | LFT SPR;WIRE ROPE SP GOV 8*19S+PP 8MM | 5669A0447 | M | 230 | 40 | CRE1 | 101 | NP | 100 NOS | 800 | 80000 | 2018-10-11 | 970227170 | 10 | 2018-10-15
1001967675 | 227-CRM - Electrical Maintenance | 164181-RAVI KARAN | 2018-10-11 | PR | 2 | LFT SPR;STEEL WIRE ROPE 10 8X19S+FC | 5669A0472 | M | 230 | 40 | CRE1 | 101 | NP | 200 NOS | 1000 | 200000 | 2018-10-11 | 970227170 | 20 | 2018-10-15
1001968478 | 227-CRM - Electrical Maintenance | 164181-RAVI KARAN | 2018-10-12 | PR | 1 | THERMOCOUPLE;CR/ALSS 3160.5 SQMM | 5671A0107 | M | 256 | 40 | CR01 | 104 | NB | 28 NOS | 1200 | 33600 | 2018-10-31 | 920624248 | 10 | 2018-10-15
1001968860 | 227-CRM - Electrical Maintenance | 153574-Pankaj Kumar | 2018-10-12 | PR | 2 | LAMPHALOGEN500WR-7220-240VWITH QUAR | 5838A0175 | M | 229 | 40 | CRE1 | 104 | NB | 50 NOS | 45 | 2250 | 2018-10-31 | 920623375 | 10 | 2018-10-12
1001968871 | 227-CRM - Electrical Maintenance | 153574-Pankaj Kumar | 2018-10-12 | PR | 1 | HOTR;ELECTRONIC SINGLE 100 DB AT 1 M | 5048A0028 | M | 233 | 40 | CRE1 | 104 | NB | 3 NOS | 8056 | 24168 | 2018-11-11 | 920624253 | 10 | 2018-10-15
1001969191 | 227-CRM - Electrical Maintenance | 154844-JEEVAN JYOTI JENA | 2018-10-12 | PR | 1 | HARD DISK SEAGATE IPC SIMATIC IPC547E | 5309A1049 | M | 212 | 40 | CRE1 | 104 | NB | 1 NOS | 20000 | 20000 | 2018-11-13 | 920624240 | 10 | 2018-10-15
1001969192 | 227-CRM - Electrical Maintenance | 154844-JEEVAN JYOTI JENA | 2018-10-12 | PR | 1 | FLW SWTCH;FLOW SWITCHSS 316L0-16BAR | 5601A0032 | M | 256 | 40 | CR01 | 104 | NP | 2 NOS | 24000 | 48000 | 2018-11-13 | 970243927 | 10 | 2019-02-05
1001969678 | 227-CRM - Electrical Maintenance | 120051-Samipendu Ghosh | 2018-10-13 | RO | 1 | COMTR SPR;STEREO SPEAKER SETLOGITECH | 5309A0452 | M | 212 | 40 | CR01 | 121 | NB | 3 SET | 577 | 1731 | 2018-11-12 | 4403693829 | 10 | 2018-10-15
1001969760 | 227-CRM - Electrical Maintenance | 504850-ANOOP RADHEYSHYAM PANDEY | 2018-10-14 | PR | 1 | WKY TLKY;TALKPRO LF866(LICENSE FREE) 76 | 5564A0018 | M | 212 | 40 | CRE1 | 101 | NP | 14 NOS | 9600 | 134400 | 2018-10-30 | 970247083 | 10 | 2019-02-27
1001969770 | 227-CRM - Electrical Maintenance | 504850-ANOOP RADHEYSHYAM PANDEY | 2018-10-14 | PR | 1 | PWR DSTBN PNL;TONG JOINT COUPLING BUCK | 6028A0153 | M | 231 | 40 | CRE1 | 107 | NP | 4 SET | 108400 | 433600 | 2018-11-30 | 970270854 | 10 | 2019-08-09
1001969771 | 227-CRM - Electrical Maintenance | 504850-ANOOP RADHEYSHYAM PANDEY | 2018-10-14 | PR | 1 | HOTR;ELECTRONIC SINGLE 100 DB AT 1 M | 5048A0028 | M | 233 | 40 | CRE1 | 104 | NB | 3 NOS | 12000 | 36000 | 2018-10-14 | 920624579 | 10 | 2018-10-16
1001970202 | 227-CRM - Electrical Maintenance | 121461-R K Sachan | 2018-10-15 | PR | 1 | LT CBL;6 1.5 MM2COPPER PVC INSULAT | 5717A0730 | M | 222 | 40 | CRE1 | 101 | NB | 2000 M | 70 | 140000 | 2018-10-31 | 920626712 | 10 | 2018-10-22
1001970402 | 227-CRM - Electrical Maintenance | 164181-RAVI KARAN | 2018-10-15 | PR | 1 | 42 PIN PLUG SOCKET HEATEX ELECTRICALS | 5872A2481 | M | 234 | 40 | CRE1 | 101 | NP | 10 SET | 15000 | 150000 | 2018-11-14 | 970231894 | 10 | 2018-11-15
1001970536 | 227-CRM - Electrical Maintenance | 121461-R K Sachan | 2018-10-15 | PR | 1 | DRV MODL;500 KWABB ACS880 415 VACS8 | 6098A0251 | M | 240 | 40 | CRE1 | 101 | NP | 1 NOS | 1700000 | 1700000 | 2018-11-14 | 970232834 | 10 | 2018-11-21
1001970536 | 227-CRM - Electrical Maintenance | 121461-R K Sachan | 2018-10-15 | PR | 2 | INVERTER NO MODIFIER;22KWMILL560V | 6029A0012 | M | 240 | 40 | CRE1 | 101 | NP | 1 NOS | 150000 | 150000 | 2018-11-14 | 970232834 | 20 | 2018-11-21
1001970536 | 227-CRM - Electrical Maintenance | 121461-R K Sachan | 2018-10-15 | PR | 4 | DRV MODL;5.5 KWABB ACS880 415 VA | 6098A0252 | M | 240 | 40 | CRE1 | 101 | NP | 1 NOS | 140000 | 140000 | 2018-11-14 | 970232834 | 30 | 2018-11-21
1001970689 | 227-CRM - Electrical Maintenance | 504850-ANOOP RADHEYSHYAM PANDEY | 2018-10-16 | PR | 1 | BEARING;6320 VV CM CM STEEL 100 MM21 | 5039A0738 | M | 201 | 40 | CRE1 | 104 | NB | 4 NOS | 7500 | 30000 | 2018-10-30 | 920624670 | 10 | 2018-10-16
1001970689 | 227-CRM - Electrical Maintenance | 504850-ANOOP RADHEYSHYAM PANDEY | 2018-10-16 | PR | 2 | FLW SW;FLOW SWITCH STEEL 0-3 BARMAX. | 5601A0057 | M | 256 | 40 | CRE1 | 104 | NB | 1 NOS | 19900 | 19900 | 2018-10-30 | 920624669 | 10 | 2018-10-16
1001970985 | 227-CRM - Electrical Maintenance | 500111-PRAMOD PRASAD | 2018-10-16 | PR | 1 | 42 PIN PLUG SOCKET HEATEX ELECTRICALS | 5872A2481 | M | 234 | 40 | CRE1 | 101 | NP | 10 SET | 15000 | 150000 | 2018-11-15 | 970247090 | 10 | 2019-02-27
1001971039 | 227-CRM - Electrical Maintenance | 149329-RAVI SHEKHAR | 2018-10-16 | PR | 1 | BRAKE RECTIFIER SEW -EURODRIVE INDIA PV | 5623A0711 | M | 230 | 40 | CRE1 | 101 | NP | 2 NOS | 6000 | 12000 | 2018-11-15 | 970228196 | 10 | 2018-10-22
1001971039 | 227-CRM - Electrical Maintenance | 149329-RAVI SHEKHAR | 2018-10-16 | PR | 2 | BRAKE ASSEMBLY SEW -EURODRIVE INDIA PVT | 5623A0728 | M | 230 | 40 | CRE1 | 101 | NP | 2 NOS | 64000 | 128000 | 2018-11-15 | 970228196 | 20 | 2018-10-22
1001971503 | 227-CRM - Electrical Maintenance | 149329-RAVI SHEKHAR | 2018-10-17 | PR | 1 | REFERENCE TRANSFORMER POWER SUPPLY UNIT | 5540A1572 | M | 240 | 40 | CRE1 | 101 | NP | 1 NOS | 16000 | 16000 | 2018-12-16 | 970233080 | 10 | 2018-11-23
1001971503 | 227-CRM - Electrical Maintenance | 149329-RAVI SHEKHAR | 2018-10-17 | PR | 2 | FILTER BOARD RC FILTER CARD ELECTROTHE | 5540A1573 | M | 240 | 40 | CRE1 | 101 | NP | 4 NOS | 50000 | 200000 | 2018-12-16 | 970233080 | 20 | 2018-11-23
1001971503 | 227-CRM - Electrical Maintenance | 149329-RAVI SHEKHAR | 2018-10-17 | PR | 5 | THERMOSTAT 63*C INDUCTOTHERM 430-5212 | 6130A0147 | M | 256 | 40 | CRE1 | 101 | NP | 15 NOS | 3200 | 48000 | 2018-12-16 | 970233080 | 30 | 2018-11-23
1001971503 | 227-CRM - Electrical Maintenance | 149329-RAVI SHEKHAR | 2018-10-17 | PR | 6 | THERMOSTAT 52*C INDUCTOTHERM 430-0010 | 6130A0148 | M | 256 | 40 | CRE1 | 101 | NP | 15 NOS | 3200 | 48000 | 2018-12-16 | 970233080 | 40 | 2018-11-23
1001971503 | 227-CRM - Electrical Maintenance | 149329-RAVI SHEKHAR | 2018-10-17 | PR | 7 | THERMOSTAT 40*C INDUCTOTHERM 430-0023 | 6130A0149 | M | 256 | 40 | CRE1 | 101 | NP | 15 NOS | 3500 | 52500 | 2018-12-16 | 970233080 | 50 | 2018-11-23
1001972330 | 227-CRM - Electrical Maintenance | 149329-RAVI SHEKHAR | 2018-10-18 | PR | 1 | CGL2 SURFACE INSPECTION SYSTEM BOARD CA | 5540A1563 | M | 240 | 40 | CRE1 | 107 | NP | 1 NOS | 33187.4 | 33187.4 | 2018-12-17 | 970233074 | 10 | 2018-11-23
1001972330 | 227-CRM - Electrical Maintenance | 149329-RAVI SHEKHAR | 2018-10-18 | PR | 2 | CGL2 SURFACE INSPECTION SYSTEM SYNC-BOX | 5540A1564 | M | 240 | 40 | CRE1 | 107 | NP | 1 NOS | 118422 | 118422 | 2018-12-17 | 970233074 | 20 | 2018-11-23
1001972330 | 227-CRM - Electrical Maintenance | 149329-RAVI SHEKHAR | 2018-10-18 | PR | 3 | CGL2 SURFACE INSPECTION SYSTEM HEAG 154 | 5540A1565 | M | 240 | 40 | CRE1 | 107 | NP | 1 NOS | 80410 | 80410 | 2018-12-17 | 970233074 | 30 | 2018-11-23
1001972330 | 227-CRM - Electrical Maintenance | 149329-RAVI SHEKHAR | 2018-10-18 | PR | 4 | CGL2 SURFACE INSPECTION SYSTEM BOARD LE | 5540A1566 | M | 240 | 40 | CRE1 | 107 | NP | 1 NOS | 42617.3 | 42617.3 | 2018-12-17 | 970233074 | 40 | 2018-11-23
1001972330 | 227-CRM - Electrical Maintenance | 149329-RAVI SHEKHAR | 2018-10-18 | PR | 5 | CGL2 SURFACE INSPECTION SYSTEM BOARD LE | 5540A1567 | M | 240 | 40 | CRE1 | 107 | NP | 1 NOS | 50512.1 | 50512.1 | 2018-12-17 | 970233074 | 50 | 2018-11-23
1001972330 | 227-CRM - Electrical Maintenance | 149329-RAVI SHEKHAR | 2018-10-18 | PR | 6 | CGL2 SURFACE INSPECTION SYSTEM BOARD LE | 5540A1568 | M | 240 | 40 | CRE1 | 107 | NP | 1 NOS | 118422 | 118422 | 2018-12-17 | 970233074 | 60 | 2018-11-23
1001972330 | 227-CRM - Electrical Maintenance | 149329-RAVI SHEKHAR | 2018-10-18 | PR | 7 | CGL2 SURFACE INSPECTION SYSTEM CAMERA B | 5540A1569 | M | 240 | 40 | CRE1 | 107 | NP | 1 NOS | 14181.4 | 14181.4 | 2018-12-17 | 970233074 | 70 | 2018-11-23
1001972330 | 227-CRM - Electrical Maintenance | 149329-RAVI SHEKHAR | 2018-10-18 | PR | 8 | CGL2 SURFACE INSPECTION SYSTEM CAMERA B | 5540A1570 | M | 240 | 40 | CRE1 | 107 | NP | 1 NOS | 10234 | 10234 | 2018-12-17 | 970233074 | 80 | 2018-11-23
1001972330 | 227-CRM - Electrical Maintenance | 149329-RAVI SHEKHAR | 2018-10-18 | PR | 9 | CGL2 SURFACE INSPECTION SYSTEM CAMERA M | 5540A1571 | M | 240 | 40 | CRE1 | 107 | NP | 1 NOS | 104533 | 104533 | 2018-12-17 | 970233074 | 90 | 2018-11-23
1001972330 | 227-CRM - Electrical Maintenance | 149329-RAVI SHEKHAR | 2018-10-18 | PR | 10 | INCREMENTAL ENC INTERFAC RS422 ISRA PAR | 5620A2976 | M | 240 | 40 | CRE1 | 107 | NP | 1 NOS | 44956.5 | 44956.5 | 2018-12-17 | 970233074 | 100 | 2018-11-23
1001972330 | 227-CRM - Electrical Maintenance | 149329-RAVI SHEKHAR | 2018-10-18 | PR | 11 | INST FAN;AC 230 VISRA PARSYTEC 40 MM | 5631A0037 | M | 239 | 40 | CRE1 | 107 | NP | 1 NOS | 71053.2 | 71053.2 | 2018-12-17 | 970233074 | 110 | 2018-11-23
1001972330 | 227-CRM - Electrical Maintenance | 149329-RAVI SHEKHAR | 2018-10-18 | PR | 12 | INST FAN;AC 230 VISRA PARSYTEC 40 MM | 5631A0038 | M | 239 | 40 | CRE1 | 107 | NP | 1 NOS | 22076.2 | 22076.2 | 2018-12-17 | 970233074 | 120 | 2018-11-23
1001972330 | 227-CRM - Electrical Maintenance | 149329-RAVI SHEKHAR | 2018-10-18 | PR | 13 | INST FAN;AC 230 VISRA PARSYTEC 40 MM | 5631A0039 | M | 239 | 40 | CRE1 | 107 | NP | 1 NOS | 303365 | 303365 | 2018-12-17 | 970233074 | 130 | 2018-11-23
1001972330 | 227-CRM - Electrical Maintenance | 149329-RAVI SHEKHAR | 2018-10-18 | PR | 14 | PRE CUT FLOATGLASS OPTI WHITE ISRA PARS | 5956A2674 | M | 256 | 40 | CRE1 | 107 | NP | 1 NOS | 32895 | 32895 | 2018-12-17 | 970233074 | 140 | 2018-11-23
1001972775 | 227-CRM - Electrical Maintenance | 154844-JEEVAN JYOTI JENA | 2018-10-20 | PR | 1 | INST SPR;LEVEL SWITCHNIVOLARM | 5956A0555 | M | 256 | 40 | CR01 | 104 | NP | 2 NOS | 11000 | 22000 | 2018-11-07 | 970243916 | 10 | 2019-02-05
1001972985 | 227-CRM - Electrical Maintenance | 121461-R K Sachan | 2018-10-20 | PR | 1 | PC;3.3 GHZ16 GBWORKSTATION 1 INT | 5293A0098 | M | 212 | 40 | CRE1 | 123 | NC | 2 SET | 190000 | 380000 | 2018-10-31 | 910011100 | 10 | 2018-10-22
1001973970 | 227-CRM - Electrical Maintenance | 504850-ANOOP RADHEYSHYAM PANDEY | 2018-10-22 | PR | 2 | CANTN EDIBL;DETERGENT POWDER1KGMEDIUM | 5689A0031 | M | 218 | 40 | CRE1 | 104 | NB | 20 KG | 700 | 14000 | 2018-10-30 | 920627880 | 10 | 2018-10-25
1001973986 | 227-CRM - Electrical Maintenance | 504850-ANOOP RADHEYSHYAM PANDEY | 2018-10-22 | PR | 1 | PRESSURE SWITCH NAGANO KEIKI CO.LTD JAP | 6124A0240 | M | 256 | 40 | CRE1 | 107 | NP | 5 NOS | 135500 | 677500 | 2018-11-21 | 970247086 | 10 | 2019-02-27
1001974476 | 227-CRM - Electrical Maintenance | 121461-R K Sachan | 2018-10-23 | PR | 1 | IND LAMP;WHITE 230 VACEMERGENCY LIGHT | 5868A0190 | M | 229 | 40 | CRE1 | 101 | NB | 5 NOS | 8000 | 40000 | 2018-11-22 | 920643279 | 10 | 2019-03-01
1001977221 | 227-CRM - Electrical Maintenance | 149329-RAVI SHEKHAR | 2018-10-26 | RO | 1 | WIRELESS FOR CAMERA EXTREME AP7562 | 5648A0271 | M | 314 | 40 | CRE1 | 121 | NB | 2 PCE | 225000 | 450000 | 2018-11-25 | 4403793231 | 10 | 2018-11-08
1001977564 | 227-CRM - Electrical Maintenance | 121461-R K Sachan | 2018-10-27 | PR | 1 | HOOTER;ELECTRONICSINGLE1KM220VSTEEL | 5048A0005 | M | 233 | 40 | CRE1 | 104 | NB | 4 NOS | 8000 | 32000 | 2018-11-09 | 920629312 | 10 | 2018-10-29
1001977578 | 227-CRM - Electrical Maintenance | 121461-R K Sachan | 2018-10-27 | PR | 1 | BATTERY;SMFUPS2V26AMHBOLT-ON50oC | 5537A0098 | M | 221 | 40 | CRE1 | 101 | NB | 52 NOS | 2000 | 104000 | 2018-11-26 | 920637922 | 10 | 2018-11-20
1001978616 | 227-CRM - Electrical Maintenance | 121461-R K Sachan | 2018-10-29 | PR | 1 | LT CBL;40.75MM2COPPERPVCPVC1.1KV | 5717A0574 | M | 222 | 40 | CRE1 | 104 | NB | 300 M | 54.49 | 16347 | 2018-12-13 | 920629757 | 10 | 2018-10-30
1001979273 | 227-CRM - Electrical Maintenance | 121461-R K Sachan | 2018-10-30 | PR | 1 | PROXMTY;INDUCTIVE 2.5 MM12-24 VIP67 . | 5885A0433 | M | 234 | 40 | CRE1 | 104 | NB | 5 NOS | 6000 | 30000 | 2018-11-29 | 920630617 | 10 | 2018-11-01
1001979744 | 227-CRM - Electrical Maintenance | 504850-ANOOP RADHEYSHYAM PANDEY | 2018-10-31 | PR | 1 | FLW SW;FLOW SWITCH STEEL 0-3 BARMAX. | 5601A0057 | M | 256 | 40 | CRE1 | 104 | NB | 1 NOS | 22000 | 22000 | 2018-11-30 | 920630914 | 10 | 2018-11-02
1001979745 | 227-CRM - Electrical Maintenance | 504850-ANOOP RADHEYSHYAM PANDEY | 2018-10-31 | PR | 1 | PR SW;PIEZOELECTRIC RESISTIVE SENSOR 0- | 5499A0275 | M | 256 | 40 | CRE1 | 104 | NB | 1 NOS | 48000 | 48000 | 2018-11-20 | 920630269 | 10 | 2018-10-31
1001980384 | 227-CRM - Electrical Maintenance | 153574-Pankaj Kumar | 2018-10-31 | PR | 1 | SPL INST;TEMPERATURE STICKER TEMPERATUR | 6049A0066 | M | 256 | 40 | CRE1 | 104 | NB | 1000 NOS | 50 | 50000 | 2018-11-15 | 920630260 | 10 | 2018-10-31
1001981135 | 227-CRM - Electrical Maintenance | 121461-R K Sachan | 2018-11-01 | PR | 3 | FLD SNSR;ULTRASONIC LEVEL PEPPERL+FUCH | 5700A0733 | M | 256 | 40 | CRE1 | 101 | NP | 5 NOS | 27000 | 135000 | 2018-12-01 | 970254389 | 10 | 2019-04-18
1001981135 | 227-CRM - Electrical Maintenance | 121461-R K Sachan | 2018-11-01 | PR | 4 | FLD SNSR;ULTRASONIC SENSOR PEPPERL+FUC | 5700A0736 | M | 256 | 40 | CRE1 | 101 | NP | 8 NOS | 16000 | 128000 | 2018-12-01 | 970254389 | 20 | 2019-04-18
1001981444 | 227-CRM - Electrical Maintenance | 121461-R K Sachan | 2018-11-02 | RO | 2 | SPM - CABLE FOR COIL CAR ENCODER | 0940A0090 | M | 222 | 40 | CRE1 | 101 | NB | 500 M | 384.9 | 192450 | 2019-02-22 | 4403841275 | 10 | 2018-11-20
1001981629 | 227-CRM - Electrical Maintenance | 164181-RAVI KARAN | 2018-11-02 | RO | 1 | ED USER COM SPR;2 TB PORTABLE HARD DISK | 5309A0360 | M | 212 | 40 | CR01 | 121 | NB | 1 NOS | 5447 | 5447 | 2018-11-21 | 4403768086 | 10 | 2018-11-02
1001981629 | 227-CRM - Electrical Maintenance | 164181-RAVI KARAN | 2018-11-02 | RO | 2 | ED USER COM SPR;32 GB USB 2.0 PEN DRIVE | 5309A0361 | M | 212 | 40 | CR01 | 121 | NB | 2 NOS | 453 | 906 | 2018-11-21 | 4403768086 | 20 | 2018-11-02
1001982207 | 227-CRM - Electrical Maintenance | 153574-Pankaj Kumar | 2018-11-02 | PR | 1 | RELAY;ELECTROMECHANICALGENERAL PURPOSE | 5607A0839 | M | 232 | 40 | CRE1 | 104 | NB | 150 NOS | 150 | 22500 | 2018-12-02 | 920631059 | 10 | 2018-11-02
1001983391 | 227-CRM - Electrical Maintenance | 121461-R K Sachan | 2018-11-05 | PR | 3 | PR SW;DIAPHRAM 30-150 MBARSPDT 150 % | 5499A0277 | M | 256 | 40 | CRE1 | 104 | NB | 7 NOS | 6500 | 45500 | 2018-11-30 | 920634488 | 10 | 2018-11-12
1001983660 | 227-CRM - Electrical Maintenance | 504850-ANOOP RADHEYSHYAM PANDEY | 2018-11-06 | PR | 1 | RADAR TYPE LEVEL TRANSMITTER VEGA PS64 | 6129A0135 | M | 256 | 40 | CRE1 | 101 | NP | 1 NOS | 210000 | 210000 | 2018-12-06 | 970247084 | 10 | 2019-02-27
1001983661 | 227-CRM - Electrical Maintenance | 504850-ANOOP RADHEYSHYAM PANDEY | 2018-11-06 | PR | 1 | FIELD SNSR;INFRARED TEMP SENSOR | 5700A0446 | M | 256 | 40 | CRE1 | 101 | NP | 10 SET | 19186.2 | 191862 | 2018-11-09 | 970247078 | 10 | 2019-02-27
1001983662 | 227-CRM - Electrical Maintenance | 504850-ANOOP RADHEYSHYAM PANDEY | 2018-11-06 | PR | 1 | LEVEL GAUGE PUNE TECHTROL SGL-30P4V1 | 6129A0162 | M | 256 | 40 | CRE1 | 101 | NP | 1 NOS | 98000 | 98000 | 2018-12-06 | 970247099 | 10 | 2019-02-27
1001983662 | 227-CRM - Electrical Maintenance | 504850-ANOOP RADHEYSHYAM PANDEY | 2018-11-06 | PR | 2 | LEVEL GAUGE PUNE TECHTROL SGL-3F4V2 | 6129A0163 | M | 256 | 40 | CRE1 | 101 | NP | 1 NOS | 98000 | 98000 | 2018-12-06 | 970247099 | 20 | 2019-02-27
1001983664 | 227-CRM - Electrical Maintenance | 504850-ANOOP RADHEYSHYAM PANDEY | 2018-11-06 | PR | 1 | CAMRA&ACCES | 5648A0051 | M | 314 | 40 | CRE1 | 104 | NB | 3 NOS | 12000 | 36000 | 2018-12-06 | 920634407 | 10 | 2018-11-12
1001983664 | 227-CRM - Electrical Maintenance | 504850-ANOOP RADHEYSHYAM PANDEY | 2018-11-06 | PR | 2 | CAMRA&ACCES;MOTORISED ZOOM LENSBOSCH | 5648A0052 | M | 314 | 40 | CRE1 | 104 | NB | 2 NOS | 6102 | 12204 | 2018-12-06 | 920634407 | 20 | 2018-11-12
1001983782 | 227-CRM - Electrical Maintenance | 162796-Tushar Kumar Chandra | 2018-11-06 | PR | 1 | LUMR;FLAME PROOF35WAC140 - 270VNO | 6093A0065 | M | 229 | 40 | CR98 | 101 | NB | 50 NOS | 3331.43 | 166571.5 | 2018-12-06 | 920653428 | 10 | 2018-12-27
1001983826 | 227-CRM - Electrical Maintenance | 162796-Tushar Kumar Chandra | 2018-11-06 | PR | 1 | LUMR;WELL GLASS39WAC140 - 270VNO | 6093A0031 | M | 229 | 40 | CRE1 | 101 | NB | 170 NOS | 2450 | 416500 | 2018-12-06 | 920653418 | 10 | 2018-12-27
1001983826 | 227-CRM - Electrical Maintenance | 162796-Tushar Kumar Chandra | 2018-11-06 | PR | 2 | LAMP;LED STREET122WNONE230V | 5838A0356 | M | 229 | 40 | CRE1 | 101 | NB | 10 NOS | 6650 | 66500 | 2018-12-06 | 920653418 | 20 | 2018-12-27
1001984294 | 227-CRM - Electrical Maintenance | 149329-RAVI SHEKHAR | 2018-11-06 | RO | 1 | N/W PASSIVE DEVICE CAT 6 CABLE | 6006A0001 | M | 212 | 40 | CRE1 | 121 | NB | 1 RLL | 5813 | 5813 | 2018-11-07 | 4403808293 | 10 | 2018-11-12
1001984294 | 227-CRM - Electrical Maintenance | 149329-RAVI SHEKHAR | 2018-11-06 | RO | 2 | CAT6 RJ45 JACK MALE UNSHIELDED | 6013A0001 | M | 212 | 40 | CRE1 | 121 | NB | 20 PCE | 7 | 140 | 2018-11-07 | 4403808293 | 20 | 2018-11-12
1001984843 | 227-CRM - Electrical Maintenance | 504850-ANOOP RADHEYSHYAM PANDEY | 2018-11-08 | PR | 1 | SPL LGHT;EMERGENCYYESPORTABLE220VAC | 5684A0072 | M | 229 | 40 | CRE1 | 104 | NB | 9 NOS | 5335.69 | 48021.21 | 2018-11-08 | 920634484 | 10 | 2018-11-12
1001985756 | 227-CRM - Electrical Maintenance | 121461-R K Sachan | 2018-11-09 | PR | 1 | SFTY GOGGLS;OVER GOGGLES2MM | 5385A0025 | M | 290 | 40 | CRE1 | 104 | NB | 10 NOS | 200 | 2000 | 2018-11-29 | 920634487 | 10 | 2018-11-12
1001985967 | 227-CRM - Electrical Maintenance | 121461-R K Sachan | 2018-11-09 | PR | 1 | ELECTRONIC INSTTESTNG & MSRNGHAND HELD | 5189A0036 | M | 256 | 40 | CRE1 | 104 | NP | 2 NOS | 40000 | 80000 | 2018-12-09 | 970254398 | 10 | 2019-04-18
1001988071 | 227-CRM - Electrical Maintenance | 504850-ANOOP RADHEYSHYAM PANDEY | 2018-11-13 | PR | 1 | PRESSDUCTOR ABB AUTOMATION GMBH 3BSX80 | 5512A0220 | M | 308 | 40 | CRE1 | 107 | NP | 2 NOS | 2000000 | 4000000 | 2018-12-13 | 970231925 | 10 | 2018-11-15
1001988073 | 227-CRM - Electrical Maintenance | 504850-ANOOP RADHEYSHYAM PANDEY | 2018-11-13 | PR | 5 | EXTN BRDCABLE DRUM (POWER)30M3C X 2.5 | 5718A0001 | M | 227 | 40 | CRE1 | 133 | NB | 10 SET | 23000 | 230000 | 2018-11-27 | 920677155 | 10 | 2019-02-22
1001988346 | 227-CRM - Electrical Maintenance | 153574-Pankaj Kumar | 2018-11-14 | RO | 1 | MOTOR PROTECTION RELAY | 0485A0743 | M | 232 | 40 | CRE1 | 101 | NB | 1 NOS | 37521 | 37521 | 2018-11-30 | 4403816557 | 10 | 2018-11-14
1001988700 | 227-CRM - Electrical Maintenance | 504850-ANOOP RADHEYSHYAM PANDEY | 2018-11-14 | PR | 1 | AIR FILTER SMC TR UTILITY FILTER ELEM | 5956A2599 | M | 256 | 40 | CRE1 | 104 | NP | 50 NOS | 800 | 40000 | 2018-11-28 | 970247100 | 10 | 2019-02-27
1001990679 | 227-CRM - Electrical Maintenance | 121461-R K Sachan | 2018-11-17 | PR | 1 | RLM PROFIBUS REDUNDANCY MODULE ABB 3BD | 5584A0139 | M | 240 | 40 | CRE1 | 101 | NP | 1 NOS | 100000 | 100000 | 2018-12-21 | 970267768 | 10 | 2019-07-19
1001990679 | 227-CRM - Electrical Maintenance | 121461-R K Sachan | 2018-11-17 | PR | 2 | PLC SPRPOF CABLEABBTK811V050PRODUCT | 5620A0557 | M | 240 | 40 | CRE1 | 101 | NP | 1 NOS | 5000 | 5000 | 2018-12-21 | 970267768 | 20 | 2019-07-19
1001990679 | 227-CRM - Electrical Maintenance | 121461-R K Sachan | 2018-11-17 | PR | 3 | PLC SPR;COMMUNICATION MODULEABBCI801 | 5620A0835 | M | 240 | 40 | CRE1 | 101 | NP | 1 NOS | 42000 | 42000 | 2018-12-21 | 970267768 | 30 | 2019-07-19
1001990679 | 227-CRM - Electrical Maintenance | 121461-R K Sachan | 2018-11-17 | PR | 4 | PLC SPR;ANALOG INPUT MODULEABB | 5620A1013 | M | 240 | 40 | CRE1 | 101 | NP | 1 NOS | 46000 | 46000 | 2018-12-21 | 970267768 | 40 | 2019-07-19
1001990679 | 227-CRM - Electrical Maintenance | 121461-R K Sachan | 2018-11-17 | PR | 5 | PLC SPR;PROFIBUS COMMUNICATION MODULE | 5620A1034 | M | 240 | 40 | CRE1 | 101 | NP | 1 NOS | 132000 | 132000 | 2018-12-21 | 970267768 | 50 | 2019-07-19
1001990679 | 227-CRM - Electrical Maintenance | 121461-R K Sachan | 2018-11-17 | PR | 6 | PLC SPR;TERMINAL MODULEABBTU830V1 | 5620A1038 | M | 240 | 40 | CRE1 | 101 | NP | 1 NOS | 10000 | 10000 | 2018-12-21 | 970267768 | 60 | 2019-07-19
1001990679 | 227-CRM - Electrical Maintenance | 121461-R K Sachan | 2018-11-17 | PR | 7 | PLC SPR;TERMINATION UNITABB | 5620A1236 | M | 240 | 40 | CR01 | 101 | NP | 1 NOS | 10000 | 10000 | 2018-12-21 | 970267768 | 70 | 2019-07-19
1001990679 | 227-CRM - Electrical Maintenance | 121461-R K Sachan | 2018-11-17 | PR | 8 | PLC SPR;ANALOG INPUT MODULEABBAI-830 | 5620A1356 | M | 240 | 40 | CR01 | 101 | NP | 1 NOS | 60000 | 60000 | 2018-12-21 | 970267768 | 80 | 2019-07-19
1001990679 | 227-CRM - Electrical Maintenance | 121461-R K Sachan | 2018-11-17 | PR | 9 | PLC SPR;PROFIBUS OLM/G11ABB | 5620A1541 | M | 240 | 40 | CRE1 | 101 | NP | 1 NOS | 70000 | 70000 | 2018-12-21 | 970267768 | 90 | 2019-07-19
1001990679 | 227-CRM - Electrical Maintenance | 121461-R K Sachan | 2018-11-17 | PR | 11 | PLC SPR;VOTING DEVICEABB3BSC610068R1 | 5620A1716 | M | 240 | 40 | CRE1 | 101 | NP | 1 NOS | 21700 | 21700 | 2018-12-21 | 970267768 | 100 | 2019-07-19
1001990679 | 227-CRM - Electrical Maintenance | 121461-R K Sachan | 2018-11-17 | PR | 12 | PLC SPR;COMPACT MODULE TERMINATIONABB | 5620A2203 | M | 240 | 40 | CRE1 | 101 | NP | 1 NOS | 10000 | 10000 | 2018-12-21 | 970267768 | 110 | 2019-07-19
1001990679 | 227-CRM - Electrical Maintenance | 121461-R K Sachan | 2018-11-17 | PR | 13 | PLC SPR;DIGITAL OUTPUT MODULEABBDO818 | 5620A2204 | M | 240 | 40 | CRE1 | 101 | NP | 1 NOS | 38000 | 38000 | 2018-12-21 | 970267768 | 120 | 2019-07-19
1001990679 | 227-CRM - Electrical Maintenance | 121461-R K Sachan | 2018-11-17 | PR | 14 | PLC SPR;DIGITAL INPUT MODULEABBDI818 | 5620A2205 | M | 240 | 40 | CRE1 | 101 | NP | 1 NOS | 32000 | 32000 | 2018-12-21 | 970267768 | 130 | 2019-07-19
1001990679 | 227-CRM - Electrical Maintenance | 121461-R K Sachan | 2018-11-17 | PR | 15 | POWER MODULE ABB SD833 | 5620A2623 | M | 240 | 40 | CRE1 | 101 | NP | 1 NOS | 30000 | 30000 | 2018-12-21 | 970267768 | 140 | 2019-07-19
1001990679 | 227-CRM - Electrical Maintenance | 121461-R K Sachan | 2018-11-17 | PR | 18 | PLC SPR;COUNTER MODULEABBDP 8200 | 5620A1151 | M | 240 | 40 | CRE1 | 101 | NP | 1 NOS | 170000 | 170000 | 2018-12-21 | 970267768 | 150 | 2019-07-19
1001990838 | 227-CRM - Electrical Maintenance | 504850-ANOOP RADHEYSHYAM PANDEY | 2018-11-18 | PR | 1 | FLW SW;FLOW SWITCH STEEL 0-3 BARMAX. | 5601A0057 | M | 256 | 40 | CRE1 | 104 | NB | 2 NOS | 19663 | 39326 | 2018-11-26 | 920637526 | 10 | 2018-11-19
1001992265 | 227-CRM - Electrical Maintenance | 121461-R K Sachan | 2018-11-20 | PR | 2 | PROFIBUS CONNECTOR VIPA WEIGHING SYSTE | 5956A2260 | M | 256 | 40 | CRE1 | 104 | NP | 10 NOS | 4610 | 46100 | 2018-12-20 | 970245179 | 10 | 2019-02-14
1001992385 | 227-CRM - Electrical Maintenance | 121461-R K Sachan | 2018-11-20 | PR | 1 | DEEP GRV BALL BRG;6026130MM200MM33MM | 5039A0504 | M | 201 | 40 | CRE1 | 104 | NB | 10 NOS | 4000 | 40000 | 2019-01-04 | 920637931 | 10 | 2018-11-20
1001992526 | 227-CRM - Electrical Maintenance | 153574-Pankaj Kumar | 2018-11-20 | PR | 1 | LV VFD;32 ACROSS TRAVEL THREE 415 V | 5625A0366 | M | 240 | 40 | CRE1 | 101 | NP | 4 SET | 385000 | 1540000 | 2018-12-20 | 970233273 | 10 | 2018-11-24
1001992526 | 227-CRM - Electrical Maintenance | 153574-Pankaj Kumar | 2018-11-20 | PR | 2 | DRV MODL;60 KVAABB ACS880 415 VACS88 | 6098A0175 | M | 240 | 40 | CRE1 | 101 | NP | 4 SET | 1200000 | 4800000 | 2018-12-20 | 970233273 | 20 | 2018-11-24
1001992546 | 227-CRM - Electrical Maintenance | 153574-Pankaj Kumar | 2018-11-20 | PR | 1 | FIELD SNSR;PHOTO SENSORTELCO24V | 5700A0640 | M | 256 | 40 | CRE1 | 101 | NP | 10 NOS | 10000 | 100000 | 2018-12-20 | 970261117 | 10 | 2019-06-03
1001992546 | 227-CRM - Electrical Maintenance | 153574-Pankaj Kumar | 2018-11-20 | PR | 2 | FIELD SNSR;PHOTO SENSORTELCO24VDC | 5700A0643 | M | 256 | 40 | CRE1 | 101 | NP | 10 NOS | 18000 | 180000 | 2018-12-20 | 970261117 | 20 | 2019-06-03
1001992999 | 227-CRM - Electrical Maintenance | 121461-R K Sachan | 2018-11-21 | PR | 1 | ACTTRCNTRL VLV;CONTINOUS CONTROL | 5519A0091 | M | 256 | 40 | CRE1 | 101 | NP | 5 NOS | 250000 | 1250000 | 2019-01-20 | 970245334 | 10 | 2019-02-15
1001993592 | 227-CRM - Electrical Maintenance | 121461-R K Sachan | 2018-11-22 | RO | 1 | ED USER COM SPR;2 TB PORTABLE HARD DISK | 5309A0360 | M | 212 | 40 | CR01 | 121 | NB | 2 NOS | 5447 | 10894 | 2018-11-30 | 4403848656 | 10 | 2018-11-22
1001995244 | 227-CRM - Electrical Maintenance | 121461-R K Sachan | 2018-11-24 | PR | 4 | BATTERYSMFUPS12V65AMHBOLT-ON50-CN | 5537A0027 | M | 221 | 40 | CRE1 | 101 | NB | 32 NOS | 5000 | 160000 | 2018-12-24 | 920653805 | 10 | 2018-12-28
1001997624 | 227-CRM - Electrical Maintenance | 149329-RAVI SHEKHAR | 2018-11-28 | RO | 1 | N/W PD PTCH CRD;CAT6 UTP15M | 5280A0031 | M | 212 | 40 | CRE1 | 121 | NB | 2 NOS | 966 | 1932 | 2018-12-07 | 4403875345 | 10 | 2018-11-29
1001999809 | 227-CRM - Electrical Maintenance | 121461-R K Sachan | 2018-12-01 | PR | 2 | BRAKE;150MMELECTROMAGNETICDRUM | 5507A0038 | M | 237 | 40 | CRE1 | 101 | NP | 4 SET | 35000 | 140000 | 2018-12-31 | 970245326 | 10 | 2019-02-15
1001999809 | 227-CRM - Electrical Maintenance | 121461-R K Sachan | 2018-12-01 | PR | 3 | BRKE ACC;WEDGEBCHBCHPD-3026-15 | 5521A0188 | M | 237 | 40 | CRE1 | 101 | NP | 15 NOS | 1000 | 15000 | 2018-12-31 | 970245326 | 20 | 2019-02-15
1001999809 | 227-CRM - Electrical Maintenance | 121461-R K Sachan | 2018-12-01 | PR | 4 | BRKE ACC;BRAKE SHOE WITH LINERBCHBCH | 5521A0210 | M | 237 | 40 | CRE1 | 101 | NP | 8 PAA | 7000 | 56000 | 2018-12-31 | 970245326 | 30 | 2019-02-15
1002000322 | 227-CRM - Electrical Maintenance | 121461-R K Sachan | 2018-12-03 | RO | 1 | ED USER COM SPR;2 TB PORTABLE HARD DISK | 5309A0360 | M | 212 | 40 | CR01 | 121 | NB | 2 NOS | 5447 | 10894 | 2018-12-19 | 4403892688 | 10 | 2018-12-03
1002001025 | 227-CRM - Electrical Maintenance | 121461-R K Sachan | 2018-12-04 | PR | 1 | IND LAMP;WHITE 230 VACEMERGENCY LIGHT | 5868A0190 | M | 229 | 40 | CRE1 | 104 | NB | 5 NOS | 8000 | 40000 | 2018-12-31 | 920643616 | 10 | 2018-12-04
1002001494 | 227-CRM - Electrical Maintenance | 121461-R K Sachan | 2018-12-04 | PR | 1 | LUMR;WELL GLASS29WAC140 - 270VNO | 6093A0014 | M | 229 | 40 | CRE1 | 101 | NB | 100 NOS | 1200 | 120000 | 2019-01-03 | 920654825 | 10 | 2018-12-31
1002001494 | 227-CRM - Electrical Maintenance | 121461-R K Sachan | 2018-12-04 | PR | 2 | LUMR;TUBE T813WAC140 - 270VNOYES | 6093A0023 | M | 229 | 40 | CRE1 | 101 | NB | 250 NOS | 250 | 62500 | 2019-01-03 | 920654825 | 20 | 2018-12-31
1002001494 | 227-CRM - Electrical Maintenance | 121461-R K Sachan | 2018-12-04 | PR | 3 | LUMR;FLOOD LIGHT150WAC140 - 270VNO | 6093A0037 | M | 229 | 40 | CRE1 | 101 | NB | 50 NOS | 5135 | 256750 | 2019-01-03 | 920654825 | 30 | 2018-12-31
1002003838 | 227-CRM - Electrical Maintenance | 149329-RAVI SHEKHAR | 2018-12-07 | PR | 1 | INST SPR;SMART SENSORABBLT MOTORS | 5956A1190 | M | 256 | 40 | CRE1 | 104 | CR | 4 NOS | 24500 | 98000 | 2018-12-12 | 930065518 | 10 | 2018-12-08
1002003856 | 227-CRM - Electrical Maintenance | 149329-RAVI SHEKHAR | 2018-12-07 | PR | 1 | LAMP;INFRA RED3800WNORMAL415VAC | 5838A0388 | M | 229 | 40 | CRE1 | 101 | NP | 100 NOS | 11500 | 1150000 | 2019-01-07 | 970235658 | 10 | 2018-12-11
1002007409 | 227-CRM - Electrical Maintenance | 154844-JEEVAN JYOTI JENA | 2018-12-12 | PR | 1 | HARD DISK SEAGATE IPC SIMATIC IPC547E | 5309A1049 | M | 212 | 40 | CRE1 | 104 | NB | 2 NOS | 10000 | 20000 | 2019-01-07 | 920647850 | 10 | 2018-12-14
1002007443 | 227-CRM - Electrical Maintenance | 153574-Pankaj Kumar | 2018-12-12 | RO | 1 | OFFC ACCS;WIRELESS MOUSE {HP X3500} | 5789A0102 | M | 276 | 40 | CRE1 | 121 | NB | 3 NOS | 633 | 1899 | 2018-12-26 | 4403932787 | 10 | 2018-12-13
1002008408 | 227-CRM - Electrical Maintenance | 121461-R K Sachan | 2018-12-14 | PR | 1 | DRV SPRCONVERTER POWER MODULESIEMENS6 | 5542A0156 | M | 240 | 40 | CRE1 | 101 | NP | 1 NOS | 49000 | 49000 | 2019-01-13 | 970254392 | 10 | 2019-04-18
1002008408 | 227-CRM - Electrical Maintenance | 121461-R K Sachan | 2018-12-14 | PR | 2 | DRV SPR;CONTROL UNIT CU250S-2PNSIEMENS | 5542A0576 | M | 240 | 40 | CRE1 | 101 | NP | 1 NOS | 40000 | 40000 | 2019-01-13 | 970254392 | 20 | 2019-04-18
1002008408 | 227-CRM - Electrical Maintenance | 121461-R K Sachan | 2018-12-14 | PR | 3 | CONTROL UNIT CU310-2PN SIEMENS S120 | 5542A2166 | M | 240 | 40 | CRE1 | 101 | NP | 1 NOS | 85000 | 85000 | 2019-01-13 | 970254392 | 30 | 2019-04-18
1002008408 | 227-CRM - Electrical Maintenance | 121461-R K Sachan | 2018-12-14 | PR | 5 | DIGITAL INPUT MODULE SIEMENS 6ES7521 | 5620A3074 | M | 240 | 40 | CRE1 | 101 | NP | 1 NOS | 20000 | 20000 | 2019-01-13 | 970254392 | 40 | 2019-04-18
1002008408 | 227-CRM - Electrical Maintenance | 121461-R K Sachan | 2018-12-14 | PR | 6 | DIGITAL OUTPUT MODULE SIEMENS 6ES752 | 5620A3075 | M | 240 | 40 | CRE1 | 101 | NP | 1 NOS | 22000 | 22000 | 2019-01-13 | 970254392 | 50 | 2019-04-18
1002008408 | 227-CRM - Electrical Maintenance | 121461-R K Sachan | 2018-12-14 | PR | 7 | ANALOG INPUT MODULE SIEMENS 6ES7531- | 5620A3076 | M | 240 | 40 | CRE1 | 101 | NP | 1 NOS | 37000 | 37000 | 2019-01-13 | 970254392 | 60 | 2019-04-18
1002008408 | 227-CRM - Electrical Maintenance | 121461-R K Sachan | 2018-12-14 | PR | 8 | PROFIBUS DP INTERFACE MODULE SIEMENS | 5620A3077 | M | 240 | 40 | CRE1 | 101 | NP | 1 NOS | 18000 | 18000 | 2019-01-13 | 970254392 | 70 | 2019-04-18
1002008408 | 227-CRM - Electrical Maintenance | 121461-R K Sachan | 2018-12-14 | PR | 9 | ANALOG INPUT/OUTPUT MODULE SIEMENS 6 | 5620A3078 | M | 240 | 40 | CRE1 | 101 | NP | 1 NOS | 36000 | 36000 | 2019-01-13 | 970254392 | 80 | 2019-04-18
1002008408 | 227-CRM - Electrical Maintenance | 121461-R K Sachan | 2018-12-14 | PR | 11 | POWER SUPPLY SIEMENS 6ES7505-0RB00-0 | 5620A3082 | M | 240 | 40 | CRE1 | 101 | NP | 1 NOS | 60000 | 60000 | 2019-01-13 | 970254392 | 90 | 2019-04-18
1002008408 | 227-CRM - Electrical Maintenance | 121461-R K Sachan | 2018-12-14 | PR | 12 | COMMUNICATION MODULE SIEMENS 6GK7542 | 5620A3083 | M | 240 | 40 | CRE1 | 101 | NP | 1 NOS | 75000 | 75000 | 2019-01-13 | 970254392 | 100 | 2019-04-18
1002008408 | 227-CRM - Electrical Maintenance | 121461-R K Sachan | 2018-12-14 | PR | 13 | DRV MODL;7.5 KWSIEMENS G120 380 TO 48 | 6098A0076 | M | 240 | 40 | CRE1 | 101 | NP | 1 NOS | 60000 | 60000 | 2019-01-13 | 970254392 | 110 | 2019-04-18
1002008811 | 227-CRM - Electrical Maintenance | 121461-R K Sachan | 2018-12-14 | PR | 2 | PLC SPRPROFIBUS DP REPEATERSIEMENS6ES | 5620A0299 | M | 256 | 40 | CRE1 | 104 | NB | 1 NOS | 20000 | 20000 | 2019-01-13 | 920668288 | 10 | 2019-02-01
1002009285 | 227-CRM - Electrical Maintenance | 153574-Pankaj Kumar | 2018-12-15 | PR | 2 | RELAY;ELECTRONICTRANSFORMER PROTECTION | 5607A0811 | M | 232 | 40 | CRE1 | 104 | NB | 2 NOS | 16000 | 32000 | 2019-01-29 | 920675417 | 10 | 2019-02-18
1002009770 | 227-CRM - Electrical Maintenance | 121461-R K Sachan | 2018-12-17 | RO | 1 | ED USER COM SPR;2 TB PORTABLE HARD DISK | 5309A0360 | M | 212 | 40 | CRE1 | 121 | NB | 1 NOS | 5447 | 5447 | 2018-12-31 | 4403953581 | 10 | 2018-12-18
1002009770 | 227-CRM - Electrical Maintenance | 121461-R K Sachan | 2018-12-17 | RO | 2 | ED USER COM SPR;32 GB USB 2.0 PEN DRIVE | 5309A0361 | M | 212 | 40 | CRE1 | 121 | NB | 1 NOS | 453 | 453 | 2018-12-31 | 4403953581 | 20 | 2018-12-18
1002009770 | 227-CRM - Electrical Maintenance | 121461-R K Sachan | 2018-12-17 | RO | 3 | COMTR SPR;WIRELESS KEY & MOUSELOGITECH | 5309A0450 | M | 212 | 40 | CRE1 | 121 | NB | 1 NOS | 1013 | 1013 | 2018-12-31 | 4403953581 | 30 | 2018-12-18
1002009770 | 227-CRM - Electrical Maintenance | 121461-R K Sachan | 2018-12-17 | RO | 5 | COMTR SPR;LAPTOP LOCKREPUTEDLAPTOP | 5309A0487 | M | 212 | 40 | CRE1 | 121 | NB | 1 NOS | 747 | 747 | 2018-12-31 | 4403953581 | 40 | 2018-12-18
1002009770 | 227-CRM - Electrical Maintenance | 121461-R K Sachan | 2018-12-17 | RO | 6 | VC SPR;SLIDE CHANGER CUM POINTERNOS | 5950A0007 | M | 212 | 40 | CRE1 | 121 | NB | 1 NOS | 1725 | 1725 | 2018-12-31 | 4403953581 | 50 | 2018-12-18
1002010905 | 227-CRM - Electrical Maintenance | 121461-R K Sachan | 2018-12-18 | RO | 1 | CAT 6 Cable - 300 Mtr Roll | 1304A0498 | M | 212 | 40 | CRE1 | 121 | NB | 2 NOS | 4558 | 9116 | 2018-12-31 | 4403953574 | 10 | 2018-12-18
1002010905 | 227-CRM - Electrical Maintenance | 121461-R K Sachan | 2018-12-18 | RO | 2 | CAT 6 Patch Cord - 2 Mtr | 1304A0495 | M | 212 | 40 | CRE1 | 121 | NB | 5 NOS | 140 | 700 | 2018-12-31 | 4403953574 | 20 | 2018-12-18
1002010905 | 227-CRM - Electrical Maintenance | 121461-R K Sachan | 2018-12-18 | RO | 3 | CAT 6 Patch Cord - 15 Mtr | 1304A0497 | M | 212 | 40 | CRE1 | 121 | NB | 5 NOS | 945 | 4725 | 2018-12-31 | 4403953574 | 30 | 2018-12-18
1002011794 | 227-CRM - Electrical Maintenance | 153574-Pankaj Kumar | 2018-12-19 | PR | 1 | RELAYNO MODIFIERMOTOR PROTECTION IN VF | 5607A0622 | M | 232 | 40 | CRE1 | 104 | NB | 10 NOS | 2000 | 20000 | 2019-01-18 | 920650567 | 10 | 2018-12-20
1002011873 | 227-CRM - Electrical Maintenance | 153574-Pankaj Kumar | 2018-12-20 | PR | 1 | FIELD SNSR | 5700A0529 | M | 256 | 40 | CRE1 | 101 | NP | 10 NOS | 19500 | 195000 | 2019-01-19 | 970261125 | 10 | 2019-06-03
1002012430 | 227-CRM - Electrical Maintenance | 149329-RAVI SHEKHAR | 2018-12-20 | PR | 1 | SPL HOSE;NON METALLIC HFIT002275 INDUC | 5803A1203 | M | 254 | 40 | CRE1 | 104 | NP | 45 NOS | 45 | 2025 | 2019-02-18 | 970242205 | 10 | 2019-01-24
1002012430 | 227-CRM - Electrical Maintenance | 149329-RAVI SHEKHAR | 2018-12-20 | PR | 2 | SPL HOSE;NON METALLIC FFIT002256 INDUC | 5803A1204 | M | 254 | 40 | CRE1 | 104 | NP | 45 NOS | 63 | 2835 | 2019-02-18 | 970242205 | 20 | 2019-01-24
1002013412 | 227-CRM - Electrical Maintenance | 121461-R K Sachan | 2018-12-22 | PR | 1 | SFU;160 A4 690 VAC-23A 2 2 P | 5472A0114 | M | 234 | 40 | CRE1 | 104 | NP | 2 NOS | 35000 | 70000 | 2019-01-21 | 970245327 | 10 | 2019-02-15
1002014419 | 227-CRM - Electrical Maintenance | 121461-R K Sachan | 2018-12-24 | PR | 1 | FUSE;CARTRIDGE10A690V200KANOAC | 5748A0753 | M | 225 | 40 | CRE1 | 101 | NP | 15 NOS | 3000 | 45000 | 2019-01-23 | 970245329 | 10 | 2019-02-15
1002014419 | 227-CRM - Electrical Maintenance | 121461-R K Sachan | 2018-12-24 | PR | 2 | FUSE;CARTRIDGE1600A690V200KAYESAC | 5748A0781 | M | 225 | 40 | CRE1 | 101 | NP | 9 NOS | 34000 | 306000 | 2019-01-23 | 970245329 | 20 | 2019-02-15
1002014419 | 227-CRM - Electrical Maintenance | 121461-R K Sachan | 2018-12-24 | PR | 3 | FUSE;SEMICONDUCTOR1250A690V200KAYES | 5748A0820 | M | 225 | 40 | CRE1 | 101 | NP | 9 NOS | 18000 | 162000 | 2019-01-23 | 970245329 | 30 | 2019-02-15
1002014419 | 227-CRM - Electrical Maintenance | 121461-R K Sachan | 2018-12-24 | PR | 4 | FUSE;SEMICONDUCTOR AC/DC 690 V50 | 5748A0969 | M | 225 | 40 | CRE1 | 101 | NP | 12 NOS | 12500 | 150000 | 2019-01-23 | 970245329 | 40 | 2019-02-15
1002014419 | 227-CRM - Electrical Maintenance | 121461-R K Sachan | 2018-12-24 | PR | 5 | FUSE BASE ABB FUSE HOLDER US271MI | 5850A0075 | M | 225 | 40 | CRE1 | 101 | NP | 3 NOS | 15000 | 45000 | 2019-01-23 | 970245329 | 50 | 2019-02-15
1002014419 | 227-CRM - Electrical Maintenance | 121461-R K Sachan | 2018-12-24 | PR | 6 | BASE UNIT FERRAZ SHAWMUT ULTRASAFE F | 5850A0076 | M | 225 | 40 | CRE1 | 101 | NP | 3 NOS | 7000 | 21000 | 2019-01-23 | 970245329 | 60 | 2019-02-15
1002014760 | 227-CRM - Electrical Maintenance | 121461-R K Sachan | 2018-12-25 | PR | 6 | POW SPLY;110/220 V12 VDC2.5 ASOLA | 5262A0330 | M | 235 | 40 | CRE1 | 104 | NB | 3 NOS | 13500 | 40500 | 2019-01-31 | 920655363 | 10 | 2019-01-01
1002015286 | 227-CRM - Electrical Maintenance | 149329-RAVI SHEKHAR | 2018-12-25 | PR | 1 | UNDER VOLTAGE RELAY EATON ACB IZMX-UV | 5872A2499 | M | 234 | 40 | CRE1 | 104 | NP | 1 NOS | 15225 | 15225 | 2019-01-24 | 970239844 | 10 | 2019-01-08
1002015286 | 227-CRM - Electrical Maintenance | 149329-RAVI SHEKHAR | 2018-12-25 | PR | 2 | SHUNT TRIP EATON ACB IZMX-ST230AD-1 | 5872A2500 | M | 234 | 40 | CRE1 | 104 | NP | 1 NOS | 14625 | 14625 | 2019-01-24 | 970239844 | 20 | 2019-01-08
1002015286 | 227-CRM - Electrical Maintenance | 149329-RAVI SHEKHAR | 2018-12-25 | PR | 3 | CLOSING TRIP EATON ACB IZMX-SR230AD-1 | 5872A2501 | M | 234 | 40 | CRE1 | 104 | NP | 1 NOS | 12835 | 12835 | 2019-01-24 | 970239844 | 30 | 2019-01-08
1002015286 | 227-CRM - Electrical Maintenance | 149329-RAVI SHEKHAR | 2018-12-25 | PR | 4 | SPRING CHARGING MECHANISM EATON ACB I | 5872A2502 | M | 234 | 40 | CRE1 | 104 | NP | 1 NOS | 25500 | 25500 | 2019-01-24 | 970239844 | 40 | 2019-01-08
1002015372 | 227-CRM - Electrical Maintenance | 504850-ANOOP RADHEYSHYAM PANDEY | 2018-12-25 | PR | 1 | ELECTROMAGNETIC FLOWMETER AZBIL CORPORA | 6131A0108 | M | 256 | 40 | CRE1 | 107 | NP | 1 NOS | 800000 | 800000 | 2019-04-24 | 970247087 | 10 | 2019-02-27
1002017014 | 227-CRM - Electrical Maintenance | 504850-ANOOP RADHEYSHYAM PANDEY | 2018-12-27 | PR | 1 | INST SPR;X-RAY GENERATOR | 5956A0796 | M | 256 | 40 | CR01 | 107 | NP | 1 NOS | 3200000 | 3200000 | 2018-12-30 | 970263502 | 10 | 2019-06-19
1002017017 | 227-CRM - Electrical Maintenance | 504850-ANOOP RADHEYSHYAM PANDEY | 2018-12-27 | PR | 7 | SPL SEALING MATRL ;O-RING | 5798A0713 | M | 279 | 40 | CRE1 | 107 | NP | 10 NOS | 3000 | 30000 | 2018-12-30 | 970247101 | 10 | 2019-02-27
1002017017 | 227-CRM - Electrical Maintenance | 504850-ANOOP RADHEYSHYAM PANDEY | 2018-12-27 | PR | 8 | PACK MAT SPR;DETECTOR UNIT XRAY | 5753A0074 | M | 279 | 40 | CR01 | 107 | NP | 10 NOS | 5000 | 50000 | 2018-12-30 | 970247101 | 20 | 2019-02-27
1002017017 | 227-CRM - Electrical Maintenance | 504850-ANOOP RADHEYSHYAM PANDEY | 2018-12-27 | PR | 9 | PACK MAT SPR;STANDARD CHANGER XRAY | 5753A0075 | M | 279 | 40 | CR01 | 107 | NP | 10 NOS | 5000 | 50000 | 2018-12-30 | 970247101 | 30 | 2019-02-27
1002017017 | 227-CRM - Electrical Maintenance | 504850-ANOOP RADHEYSHYAM PANDEY | 2018-12-27 | PR | 10 | PACK MAT SPR;STANDARD CHANGER XRAY | 5753A0076 | M | 279 | 40 | CR01 | 107 | NP | 10 NOS | 5000 | 50000 | 2018-12-30 | 970247101 | 40 | 2019-02-27
1002017017 | 227-CRM - Electrical Maintenance | 504850-ANOOP RADHEYSHYAM PANDEY | 2018-12-27 | PR | 11 | SPL SEALING MATRL ;O RING | 5798A0710 | M | 279 | 40 | CRE1 | 107 | NP | 10 NOS | 3000 | 30000 | 2018-12-30 | 970247101 | 50 | 2019-02-27
1002017017 | 227-CRM - Electrical Maintenance | 504850-ANOOP RADHEYSHYAM PANDEY | 2018-12-27 | PR | 12 | SPL SEALING MATRL ;O-RING | 5798A0711 | M | 279 | 40 | CRE1 | 107 | NP | 10 NOS | 3000 | 30000 | 2018-12-30 | 970247101 | 60 | 2019-02-27
1002017017 | 227-CRM - Electrical Maintenance | 504850-ANOOP RADHEYSHYAM PANDEY | 2018-12-27 | PR | 13 | SPL SEALING MATRL ;O-RING | 5798A0712 | M | 279 | 40 | CRE1 | 107 | NP | 10 NOS | 5000 | 50000 | 2018-12-30 | 970247101 | 70 | 2019-02-27
1002017017 | 227-CRM - Electrical Maintenance | 504850-ANOOP RADHEYSHYAM PANDEY | 2018-12-27 | PR | 14 | SPL SEALING MATRL ;O-RING | 5798A0714 | M | 279 | 40 | CRE1 | 107 | NP | 10 NOS | 3000 | 30000 | 2018-12-30 | 970247101 | 80 | 2019-02-27
1002017017 | 227-CRM - Electrical Maintenance | 504850-ANOOP RADHEYSHYAM PANDEY | 2018-12-27 | PR | 15 | SPL SEALING MATRL ;O-RING | 5798A0715 | M | 279 | 40 | CRE1 | 107 | NP | 10 NOS | 3000 | 30000 | 2018-12-30 | 970247101 | 90 | 2019-02-27
1002017017 | 227-CRM - Electrical Maintenance | 504850-ANOOP RADHEYSHYAM PANDEY | 2018-12-27 | PR | 16 | SPL SEALING MATRL ;O-RING | 5798A0716 | M | 279 | 40 | CRE1 | 107 | NP | 10 NOS | 3000 | 30000 | 2018-12-30 | 970247101 | 100 | 2019-02-27
1002017017 | 227-CRM - Electrical Maintenance | 504850-ANOOP RADHEYSHYAM PANDEY | 2018-12-27 | PR | 17 | SPL SEALING MATRL ;O-RING | 5798A0717 | M | 279 | 40 | CRE1 | 107 | NP | 10 NOS | 3000 | 30000 | 2018-12-30 | 970247101 | 110 | 2019-02-27
1002017017 | 227-CRM - Electrical Maintenance | 504850-ANOOP RADHEYSHYAM PANDEY | 2018-12-27 | PR | 18 | SPL SEALING MATRL ;O-RING | 5798A0718 | M | 279 | 40 | CRE1 | 107 | NP | 10 NOS | 3000 | 30000 | 2018-12-30 | 970247101 | 120 | 2019-02-27
1002017017 | 227-CRM - Electrical Maintenance | 504850-ANOOP RADHEYSHYAM PANDEY | 2018-12-27 | PR | 19 | PACK MAT SPR;DETECTOR UNIT XRAY | 5753A0048 | M | 279 | 40 | CR01 | 107 | NP | 10 NOS | 5000 | 50000 | 2018-12-30 | 970247101 | 130 | 2019-02-27
1002017017 | 227-CRM - Electrical Maintenance | 504850-ANOOP RADHEYSHYAM PANDEY | 2018-12-27 | PR | 20 | PACK MAT SPR;DETECTOR UNIT XRAY | 5753A0049 | M | 279 | 40 | CR01 | 107 | NP | 10 NOS | 5000 | 50000 | 2018-12-30 | 970247101 | 140 | 2019-02-27
1002017433 | 227-CRM - Electrical Maintenance | 121461-R K Sachan | 2018-12-28 | PR | 2 | PLC SPR;DIGITAL INPUT MODULEABB | 5620A1014 | M | 240 | 40 | CRE1 | 101 | NP | 8 NOS | 18000 | 144000 | 2019-02-26 | 970245328 | 10 | 2019-02-15
1002017433 | 227-CRM - Electrical Maintenance | 121461-R K Sachan | 2018-12-28 | PR | 4 | PLC SPR;TERMINAL MODULEABBTU830V1 | 5620A1038 | M | 240 | 40 | CRE1 | 101 | NP | 10 NOS | 10000 | 100000 | 2019-02-26 | 970245328 | 20 | 2019-02-15
1002017616 | 227-CRM - Electrical Maintenance | 121461-R K Sachan | 2018-12-28 | PR | 1 | LED LUM;HIGHBAY 150 WAC 230 VNO | 6093A0168 | M | 229 | 40 | CRE1 | 101 | NB | 15 NOS | 10600 | 159000 | 2019-01-27 | 920654837 | 10 | 2018-12-31
1002017776 | 227-CRM - Electrical Maintenance | 153574-Pankaj Kumar | 2018-12-28 | PR | 1 | RELAYNO MODIFIERMOTOR PROTECTION IN VF | 5607A0622 | M | 232 | 40 | CRE1 | 104 | NP | 10 NOS | 2000 | 20000 | 2019-01-25 | 970261107 | 10 | 2019-06-03
1002018251 | 227-CRM - Electrical Maintenance | 504850-ANOOP RADHEYSHYAM PANDEY | 2018-12-31 | PR | 1 | FILTER CATRIDGE F4 25MICROMETE BOSCH RE | 5956A2133 | M | 256 | 40 | CRE1 | 101 | NP | 9800 NOS | 5 | 49000 | 2019-01-30 | 970247091 | 10 | 2019-02-27
1002018251 | 227-CRM - Electrical Maintenance | 504850-ANOOP RADHEYSHYAM PANDEY | 2018-12-31 | PR | 2 | FILTER CATRIDGE F1(40MICRO-MM) BOSCH RE | 5956A2134 | M | 256 | 40 | CRE1 | 101 | NP | 11600 NOS | 5 | 58000 | 2019-01-30 | 970247091 | 20 | 2019-02-27
1002018251 | 227-CRM - Electrical Maintenance | 504850-ANOOP RADHEYSHYAM PANDEY | 2018-12-31 | PR | 3 | FILTER CATRIDGE F30.01 MICROME BOSCH RE | 5956A2136 | M | 256 | 40 | CRE1 | 101 | NP | 5 NOS | 10200 | 51000 | 2019-01-30 | 970247091 | 30 | 2019-02-27
1002018251 | 227-CRM - Electrical Maintenance | 504850-ANOOP RADHEYSHYAM PANDEY | 2018-12-31 | PR | 4 | SHAPEMETER UTY PRESSURE SWITCH BOSCH RE | 6124A0060 | M | 256 | 40 | CRE1 | 101 | NP | 1 NOS | 32000 | 32000 | 2019-01-30 | 970247091 | 40 | 2019-02-27
1002019166 | 227-CRM - Electrical Maintenance | 121461-R K Sachan | 2019-01-01 | PR | 1 | PROXMTY;INDUCTIVE 8 MM10-30 VIP67 | 5885A0439 | M | 234 | 40 | CRE1 | 104 | NP | 5 NOS | 3500 | 17500 | 2019-01-31 | 970254391 | 10 | 2019-04-18
1002019166 | 227-CRM - Electrical Maintenance | 121461-R K Sachan | 2019-01-01 | PR | 2 | PROXMTY;INDUCTIVE 2 MM10-36 VIP66 | 5885A0440 | M | 234 | 40 | CRE1 | 104 | NP | 8 NOS | 4500 | 36000 | 2019-01-31 | 970254391 | 20 | 2019-04-18
1002019166 | 227-CRM - Electrical Maintenance | 121461-R K Sachan | 2019-01-01 | PR | 3 | PROXMTY;INDUCTIVE 5 MM10-30 VIP67 | 5885A0442 | M | 234 | 40 | CRE1 | 104 | NP | 2 NOS | 4500 | 9000 | 2019-01-31 | 970254391 | 30 | 2019-04-18
1002019166 | 227-CRM - Electrical Maintenance | 121461-R K Sachan | 2019-01-01 | PR | 4 | PROXMTY;INDUCTIVE 12 MM10-30 VIP65 | 5885A0443 | M | 234 | 40 | CRE1 | 104 | NP | 10 NOS | 3500 | 35000 | 2019-01-31 | 970254391 | 40 | 2019-04-18
1002019614 | 227-CRM - Electrical Maintenance | 504850-ANOOP RADHEYSHYAM PANDEY | 2019-01-02 | PR | 1 | AC MOTR;7.5KW415+10% -15%VAC | 5900A1117 | M | 230 | 40 | CRE1 | 101 | NB | 1 NOS | 80000 | 80000 | 2019-02-01 | 920670064 | 10 | 2019-02-05
1002019614 | 227-CRM - Electrical Maintenance | 504850-ANOOP RADHEYSHYAM PANDEY | 2019-01-02 | PR | 2 | AC MOTR;22KW415 +/- 10%VSQUIRREL CAGE | 5900A1154 | M | 230 | 40 | CRE1 | 101 | NB | 2 NOS | 60000 | 120000 | 2019-02-01 | 920670064 | 20 | 2019-02-05
1002019614 | 227-CRM - Electrical Maintenance | 504850-ANOOP RADHEYSHYAM PANDEY | 2019-01-02 | PR | 3 | AC MOTR;11KW415 +/- 10%VSQUIRREL CAGE | 5900A1305 | M | 230 | 40 | CRE1 | 101 | NB | 1 NOS | 80000 | 80000 | 2019-02-01 | 920670064 | 30 | 2019-02-05
1002019614 | 227-CRM - Electrical Maintenance | 504850-ANOOP RADHEYSHYAM PANDEY | 2019-01-02 | PR | 4 | AC MOTR;3.7KW415 +/- 10%VSQUIRREL CAGE | 5900A1389 | M | 230 | 40 | CRE1 | 101 | NB | 1 NOS | 60000 | 60000 | 2019-02-01 | 920670064 | 40 | 2019-02-05
1002019614 | 227-CRM - Electrical Maintenance | 504850-ANOOP RADHEYSHYAM PANDEY | 2019-01-02 | PR | 6 | AC MOTR;15 KW415 +/- 10% VSQUIRREL CAGE | 5900A1835 | M | 230 | 40 | CRE1 | 101 | NB | 1 NOS | 65000 | 65000 | 2019-02-01 | 920670064 | 50 | 2019-02-05
1002019614 | 227-CRM - Electrical Maintenance | 504850-ANOOP RADHEYSHYAM PANDEY | 2019-01-02 | PR | 7 | AC MOTR;37 KW415 +/- 10% VSQUIRREL CAGE | 5900A1851 | M | 230 | 40 | CRE1 | 101 | NB | 1 NOS | 90000 | 90000 | 2019-02-01 | 920670064 | 60 | 2019-02-05
1002019934 | 227-CRM - Electrical Maintenance | 121461-R K Sachan | 2019-01-02 | PR | 2 | LV HAND GLOVES;8 | 5775A0003 | M | 290 | 40 | CRE1 | 104 | NB | 10 PAA | 1289.74 | 12897.4 | 2019-02-01 | 920656137 | 10 | 2019-01-03
1002019934 | 227-CRM - Electrical Maintenance | 121461-R K Sachan | 2019-01-02 | PR | 3 | LV HAND GLOVES;9 | 5775A0005 | M | 290 | 40 | CRE1 | 104 | NB | 10 PAA | 1289.74 | 12897.4 | 2019-02-01 | 920656137 | 20 | 2019-01-03
1002020297 | 227-CRM - Electrical Maintenance | 504850-ANOOP RADHEYSHYAM PANDEY | 2019-01-03 | PR | 1 | ELTNC CARD;DRIVEDIGITAL INPUT MODULE | 5540A1128 | M | 240 | 40 | CRE1 | 101 | NP | 1 NOS | 20000 | 20000 | 2019-02-02 | 970247096 | 10 | 2019-02-27
1002020297 | 227-CRM - Electrical Maintenance | 504850-ANOOP RADHEYSHYAM PANDEY | 2019-01-03 | PR | 2 | ELTNC CARD;COMMUNICATION | 5540A1240 | M | 240 | 40 | CRE1 | 101 | NP | 1 EA | 20000 | 20000 | 2019-02-02 | 970247096 | 20 | 2019-02-27
1002020297 | 227-CRM - Electrical Maintenance | 504850-ANOOP RADHEYSHYAM PANDEY | 2019-01-03 | PR | 3 | END MODULE WAGO 750-600 LATEST | 5584A0115 | M | 240 | 40 | CRE1 | 101 | NP | 3 NOS | 2200 | 6600 | 2019-02-02 | 970247096 | 30 | 2019-02-27
1002020297 | 227-CRM - Electrical Maintenance | 504850-ANOOP RADHEYSHYAM PANDEY | 2019-01-03 | PR | 4 | RELAY OUTPUT MODULE WAGO 750 - 517 LA | 5584A0122 | M | 240 | 40 | CRE1 | 101 | NP | 1 NOS | 20000 | 20000 | 2019-02-02 | 970247096 | 40 | 2019-02-27
1002020297 | 227-CRM - Electrical Maintenance | 504850-ANOOP RADHEYSHYAM PANDEY | 2019-01-03 | PR | 5 | POWER MODULE WAGO 750-602 | 5620A2711 | M | 240 | 40 | CRE1 | 101 | NP | 1 NOS | 2500 | 2500 | 2019-02-02 | 970247096 | 50 | 2019-02-27
1002020297 | 227-CRM - Electrical Maintenance | 504850-ANOOP RADHEYSHYAM PANDEY | 2019-01-03 | PR | 6 | RTD 4 CHANNEL INPUT MODULE WAGO 750-45 | 5620A3118 | M | 240 | 40 | CRE1 | 101 | NP | 4 NOS | 20000 | 80000 | 2019-02-02 | 970247096 | 60 | 2019-02-27
1002020297 | 227-CRM - Electrical Maintenance | 504850-ANOOP RADHEYSHYAM PANDEY | 2019-01-03 | PR | 7 | 8 CHANNEL 24VDC TYPE DO MODULE WAGO 75 | 5620A3119 | M | 240 | 40 | CRE1 | 101 | NP | 2 NOS | 20000 | 40000 | 2019-02-02 | 970247096 | 70 | 2019-02-27
1002020300 | 227-CRM - Electrical Maintenance | 504850-ANOOP RADHEYSHYAM PANDEY | 2019-01-03 | PR | 1 | SPL LGHT;EMERGENCYYESPORTABLE220VAC | 5684A0072 | M | 229 | 40 | CRE1 | 104 | NB | 9 NOS | 5335.69 | 48021.21 | 2019-01-06 | 920656538 | 10 | 2019-01-04
1002020856 | 227-CRM - Electrical Maintenance | 153574-Pankaj Kumar | 2019-01-03 | PR | 1 | LUMR;FLOOD LIGHT150WAC140 - 270VNO | 6093A0037 | M | 229 | 40 | CRE1 | 101 | NB | 90 NOS | 5130.4 | 461736 | 2019-02-02 | 920672444 | 10 | 2019-02-11
1002020917 | 227-CRM - Electrical Maintenance | 153574-Pankaj Kumar | 2019-01-03 | PR | 1 | LT CBL;31.5MM2COPPERPVC | 5717A0324 | M | 222 | 40 | CRE1 | 104 | NB | 700 M | 32.33 | 22631 | 2019-02-02 | 920656528 | 10 | 2019-01-04
1002021382 | 227-CRM - Electrical Maintenance | 121461-R K Sachan | 2019-01-04 | PR | 1 | THERMOCOUPLE;CR/ALSS 3160.5 SQMM | 5671A0107 | M | 256 | 40 | CR01 | 104 | NB | 28 NOS | 1500 | 42000 | 2019-01-30 | 920656529 | 10 | 2019-01-04
1002022183 | 227-CRM - Electrical Maintenance | 154844-JEEVAN JYOTI JENA | 2019-01-05 | PR | 1 | SPAREINSTRUMENTATION;CO GAS DETECTOR | 5956A0108 | M | 256 | 40 | CRE1 | 104 | NP | 2 NOS | 43000 | 86000 | 2019-01-28 | 970243932 | 10 | 2019-02-05
1002024406 | 227-CRM - Electrical Maintenance | 504850-ANOOP RADHEYSHYAM PANDEY | 2019-01-09 | PR | 1 | WIRELESS PHOTOHEAD BANNER PLTCM EQUIPM | 5956A2625 | M | 256 | 40 | CRE1 | 101 | NP | 4 NOS | 28000 | 112000 | 2019-01-29 | 970247092 | 10 | 2019-02-27
1002024406 | 227-CRM - Electrical Maintenance | 504850-ANOOP RADHEYSHYAM PANDEY | 2019-01-09 | PR | 2 | WIRELESS PHOTOHEAD GATEWAY BANNER PLTC | 5956A2628 | M | 256 | 40 | CRE1 | 101 | NP | 2 NOS | 28000 | 56000 | 2019-01-29 | 970247092 | 20 | 2019-02-27
1002024406 | 227-CRM - Electrical Maintenance | 504850-ANOOP RADHEYSHYAM PANDEY | 2019-01-09 | PR | 3 | WIRELESS PHOTOHEAD BATTERY BANNER PLTC | 5956A2631 | M | 256 | 40 | CRE1 | 101 | NP | 10 NOS | 2400 | 24000 | 2019-01-29 | 970247092 | 30 | 2019-02-27
1002025483 | 227-CRM - Electrical Maintenance | 149329-RAVI SHEKHAR | 2019-01-10 | PR | 1 | LV VFD;45 ALONG TRAVEL THREE 415 V6 | 5625A0375 | M | 240 | 40 | CRE1 | 101 | NP | 3 NOS | 435780 | 1307340 | 2019-02-22 | 970251216 | 10 | 2019-03-27
1002025483 | 227-CRM - Electrical Maintenance | 149329-RAVI SHEKHAR | 2019-01-10 | PR | 2 | LV VFD;25 ACROSS TRAVEL THREE 415 V6 | 5625A0376 | M | 240 | 40 | CRE1 | 101 | NP | 2 NOS | 372600 | 745200 | 2019-02-22 | 970251216 | 20 | 2019-03-27
1002025483 | 227-CRM - Electrical Maintenance | 149329-RAVI SHEKHAR | 2019-01-10 | PR | 5 | DRV MODL;60 KVAABB ACS880 415 VACS88 | 6098A0175 | M | 240 | 40 | CRE1 | 101 | NP | 1 SET | 623700 | 623700 | 2019-02-22 | 970251216 | 30 | 2019-03-27
1002025483 | 227-CRM - Electrical Maintenance | 149329-RAVI SHEKHAR | 2019-01-10 | PR | 6 | DRV MODL;75 KWABB ACS880 415 VACS880 | 6098A0131 | M | 240 | 40 | CRE1 | 101 | NP | 1 NOS | 678780 | 678780 | 2019-02-22 | 970251216 | 40 | 2019-03-27
1002026081 | 227-CRM - Electrical Maintenance | 153574-Pankaj Kumar | 2019-01-10 | PR | 1 | LV HAND GLOVES;8 | 5775A0003 | M | 290 | 40 | CRE1 | 104 | NB | 15 PAA | 1289.74 | 19346.1 | 2019-02-09 | 920659637 | 10 | 2019-01-11
1002026081 | 227-CRM - Electrical Maintenance | 153574-Pankaj Kumar | 2019-01-10 | PR | 2 | LV HAND GLOVES;10 | 5775A0004 | M | 290 | 40 | CRE1 | 104 | NB | 15 PAA | 1289.74 | 19346.1 | 2019-02-09 | 920659637 | 20 | 2019-01-11
1002026081 | 227-CRM - Electrical Maintenance | 153574-Pankaj Kumar | 2019-01-10 | PR | 3 | LV HAND GLOVES;9 | 5775A0005 | M | 290 | 40 | CRE1 | 104 | NB | 5 PAA | 1289.74 | 6448.7 | 2019-02-09 | 920659637 | 30 | 2019-01-11
1002026928 | 227-CRM - Electrical Maintenance | 504850-ANOOP RADHEYSHYAM PANDEY | 2019-01-12 | PR | 1 | INST SPR;P.SUPPLY FOR X-RAY DETECTOR | 5956A0676 | M | 256 | 40 | CR01 | 107 | NP | 1 NOS | 700000 | 700000 | 2019-01-15 | 970247094 | 10 | 2019-02-27
1002028582 | 227-CRM - Electrical Maintenance | 121461-R K Sachan | 2019-01-15 | PR | 1 | PROXMTY;INDUCTIVE 30 MM10-30 VIP65 Y | 5885A0445 | M | 234 | 40 | CRE1 | 104 | NB | 5 NOS | 6000 | 30000 | 2019-01-31 | 920661325 | 10 | 2019-01-15
1002028749 | 227-CRM - Electrical Maintenance | 153574-Pankaj Kumar | 2019-01-15 | PR | 1 | LT CBL;18 2.5 MM2COPPER SPECL POLY | 5717A0746 | M | 222 | 40 | CRE1 | 101 | NB | 200 M | 1738.4 | 347680 | 2019-02-15 | 920672440 | 10 | 2019-02-11
1002028910 | 227-CRM - Electrical Maintenance | 504850-ANOOP RADHEYSHYAM PANDEY | 2019-01-16 | PR | 1 | FIELD SNSRPHOTO ELECTRICALLEN BRADELEY | 5700A0019 | M | 238 | 40 | CRE1 | 101 | NP | 20 NOS | 6500 | 130000 | 2019-01-16 | 970247079 | 10 | 2019-02-27
1002028910 | 227-CRM - Electrical Maintenance | 504850-ANOOP RADHEYSHYAM PANDEY | 2019-01-16 | PR | 2 | FIELD SNSR;PHOTO SWITCHALLEN BRADELEY | 5700A0629 | M | 256 | 40 | CRE1 | 101 | NP | 20 NOS | 5200 | 104000 | 2019-02-15 | 970247079 | 20 | 2019-02-27
1002030206 | 227-CRM - Electrical Maintenance | 504850-ANOOP RADHEYSHYAM PANDEY | 2019-01-17 | PR | 1 | INST SPR;TEMPERATURE STICKERTHERMAX | 5956A0590 | M | 256 | 40 | CRE1 | 104 | NP | 1000 NOS | 42.42 | 42420 | 2019-02-16 | 970247093 | 10 | 2019-02-27
1002030545 | 227-CRM - Electrical Maintenance | 504850-ANOOP RADHEYSHYAM PANDEY | 2019-01-17 | PR | 1 | AC MOTR;1.5 KW415 +/- 10% VSQUIRREL CAGE | 5900A1991 | M | 230 | 40 | CRE1 | 104 | NB | 2 NOS | 24400 | 48800 | 2019-02-21 | 920664164 | 10 | 2019-01-22
1002030546 | 227-CRM - Electrical Maintenance | 504850-ANOOP RADHEYSHYAM PANDEY | 2019-01-17 | PR | 1 | LMT SWTCHLT/CTHEAVYHOIST CONTROL10A | 5613A0072 | M | 241 | 40 | 227R | 104 | NB | 15 NOS | 3300 | 49500 | 2019-03-28 | 920664160 | 10 | 2019-01-22
1002031754 | 227-CRM - Electrical Maintenance | 153574-Pankaj Kumar | 2019-01-19 | PR | 1 | SPL INST;MICRO PRISMATIC SHEET WHITE C | 6049A0117 | M | 256 | 40 | CRE1 | 104 | NB | 3 RLL | 12000 | 36000 | 2019-02-18 | 920666534 | 10 | 2019-01-28
1002033525 | 227-CRM - Electrical Maintenance | 153574-Pankaj Kumar | 2019-01-22 | PR | 1 | FUSE;HRC AC 415 V63 A80 KA14X51 MM | 5748A0907 | M | 225 | 40 | CRE1 | 104 | NB | 10 NOS | 1000 | 10000 | 2019-02-15 | 920665495 | 10 | 2019-01-25
1002033539 | 227-CRM - Electrical Maintenance | 504850-ANOOP RADHEYSHYAM PANDEY | 2019-01-22 | PR | 1 | SPL INST;TEMPERATURE STICKER TEMPERATUR | 6049A0066 | M | 256 | 40 | CRE1 | 104 | NB | 1000 NOS | 55 | 55000 | 2019-02-23 | 920670060 | 10 | 2019-02-05
1002033559 | 227-CRM - Electrical Maintenance | 504850-ANOOP RADHEYSHYAM PANDEY | 2019-01-23 | PR | 1 | SMPS;15W110VDCQUAD+5-5+12-12VDC | 5084A0029 | M | 240 | 40 | CRE1 | 107 | NP | 1 NOS | 8000 | 8000 | 2019-03-24 | 970270846 | 10 | 2019-08-09
1002033559 | 227-CRM - Electrical Maintenance | 504850-ANOOP RADHEYSHYAM PANDEY | 2019-01-23 | PR | 2 | ELTNC CARD;ROLL DIAMETER MEASUREMENT | 5540A1200 | M | 240 | 40 | CRE1 | 107 | NP | 2 NOS | 814936.4 | 1629872.8 | 2019-03-24 | 970270846 | 20 | 2019-08-09
1002033559 | 227-CRM - Electrical Maintenance | 504850-ANOOP RADHEYSHYAM PANDEY | 2019-01-23 | PR | 3 | ELTNC CARD;ROLL DIAMETER MEASUREMENT | 5540A1201 | M | 240 | 40 | CRE1 | 107 | NP | 2 NOS | 26000 | 52000 | 2019-03-24 | 970270846 | 30 | 2019-08-09
1002033559 | 227-CRM - Electrical Maintenance | 504850-ANOOP RADHEYSHYAM PANDEY | 2019-01-23 | PR | 4 | S/GR SPR;SR71 CONNECTOR KIT FOR C-POWER | 5872A2050 | M | 234 | 40 | CRE1 | 107 | NP | 2 NOS | 9312 | 18624 | 2019-03-24 | 970270846 | 40 | 2019-08-09
1002033566 | 227-CRM - Electrical Maintenance | 504850-ANOOP RADHEYSHYAM PANDEY | 2019-01-23 | PR | 1 | SPL SEALING MATRL HGH TEMP SILO COATINS | 5798A0302 | M | 279 | 40 | CRE1 | 104 | NB | 50 M | 475 | 23750 | 2019-02-22 | 920665492 | 10 | 2019-01-25
1002033566 | 227-CRM - Electrical Maintenance | 504850-ANOOP RADHEYSHYAM PANDEY | 2019-01-23 | PR | 4 | PYRO ELECTRO SLEEVE 20 MM HI -TECH STY | 5798A0914 | M | 279 | 40 | CRE1 | 104 | NB | 50 M | 520 | 26000 | 2019-02-22 | 920665492 | 20 | 2019-01-25
1002035900 | 227-CRM - Electrical Maintenance | 153574-Pankaj Kumar | 2019-01-25 | PR | 1 | SLDRNG WIRE;SOLDERING WIRE18SWG | 5172A0002 | M | 301 | 40 | CRE1 | 104 | NB | 20 PAK | 471.87 | 9437.4 | 2019-02-24 | 920666538 | 10 | 2019-01-28
1002035900 | 227-CRM - Electrical Maintenance | 153574-Pankaj Kumar | 2019-01-25 | PR | 2 | SLDRG STN;PRINTED CIRCUIT 25 W230 VAC | 5489A0023 | M | 239 | 40 | CRE1 | 104 | NB | 5 NOS | 2500 | 12500 | 2019-02-24 | 920666537 | 10 | 2019-01-28
1002036174 | 227-CRM - Electrical Maintenance | 504850-ANOOP RADHEYSHYAM PANDEY | 2019-01-28 | PR | 1 | GEAR MOTR;0.18 KW230/400 VAC1325 RPMI | 5650A0211 | M | 230 | 40 | CRE1 | 104 | NB | 1 NOS | 49500 | 49500 | 2019-02-27 | 920666525 | 10 | 2019-01-28
1002036175 | 227-CRM - Electrical Maintenance | 504850-ANOOP RADHEYSHYAM PANDEY | 2019-01-28 | PR | 1 | AC MOTR;11KW415 +/- 10%VSQUIRREL CAGE | 5900A1329 | M | 230 | 40 | CRE1 | 104 | NB | 2 NOS | 24950 | 49900 | 2019-02-27 | 920666529 | 10 | 2019-01-28
1002036177 | 227-CRM - Electrical Maintenance | 504850-ANOOP RADHEYSHYAM PANDEY | 2019-01-28 | PR | 1 | AC MOTR;1.5KW415 +/- 10%VSQUIRREL CAGE | 5900A1063 | M | 230 | 40 | CRE1 | 104 | NB | 2 NOS | 24950 | 49900 | 2019-02-27 | 920666531 | 10 | 2019-01-28
1002036179 | 227-CRM - Electrical Maintenance | 504850-ANOOP RADHEYSHYAM PANDEY | 2019-01-28 | PR | 1 | TIMER;MULTI-FUNCTION TIMER 12-240 VDC/A | 5739A0068 | M | 234 | 40 | CRE1 | 101 | NP | 5 NOS | 24000 | 120000 | 2019-02-27 | 970247080 | 10 | 2019-02-27
1002036882 | 227-CRM - Electrical Maintenance | 149329-RAVI SHEKHAR | 2019-01-28 | PR | 1 | PR TRNTR;HART TYPE 0-150 MBARDIFFEREN | 5496A0449 | M | 256 | 40 | CRE1 | 104 | NB | 2 NOS | 25000 | 50000 | 2019-02-27 | 920666969 | 10 | 2019-01-29
1002038640 | 227-CRM - Electrical Maintenance | 149329-RAVI SHEKHAR | 2019-01-30 | PR | 1 | BEARING;6320 VV CM CM STEEL 100 MM21 | 5039A0738 | M | 201 | 40 | CRE1 | 104 | CR | 2 NOS | 10390 | 20780 | 2019-01-31 | 930068269 | 10 | 2019-01-31
1002038640 | 227-CRM - Electrical Maintenance | 149329-RAVI SHEKHAR | 2019-01-30 | PR | 2 | BEARING;6316 VV CM C3 STEEL 80 MM170 | 5039A0740 | M | 201 | 40 | CRE1 | 104 | CR | 2 NOS | 4450 | 8900 | 2019-01-31 | 930068269 | 20 | 2019-01-31
1002038859 | 227-CRM - Electrical Maintenance | 504850-ANOOP RADHEYSHYAM PANDEY | 2019-01-30 | PR | 1 | LT CBL;18 2.5 MM2COPPER SPECL POLY | 5717A0746 | M | 222 | 40 | CRE1 | 101 | NB | 200 M | 1738.4 | 347680 | 2019-03-01 | 920670051 | 10 | 2019-02-05
1002038865 | 227-CRM - Electrical Maintenance | 504850-ANOOP RADHEYSHYAM PANDEY | 2019-01-30 | PR | 1 | CNTRLR;Temperature Controller | 5495A0131 | M | 240 | 40 | CR01 | 101 | NB | 10 NOS | 25000 | 250000 | 2019-02-02 | 920670059 | 10 | 2019-02-05
1002046112 | 227-CRM - Electrical Maintenance | 162796-Tushar Kumar Chandra | 2019-02-11 | PR | 1 | HOTR;ELECTRONIC SINGLE 100 DB AT 1 MET | 5048A0031 | M | 233 | 40 | CRE1 | 104 | NB | 5 NOS | 8000 | 40000 | 2019-02-28 | 920672882 | 10 | 2019-02-12
1002046920 | 227-CRM - Electrical Maintenance | 504850-ANOOP RADHEYSHYAM PANDEY | 2019-02-12 | PR | 1 | RESISTANCE BULB TYPE RTD YOKOGAWA HYDR | 5956A1746 | M | 256 | 40 | CRE1 | 104 | NP | 10 NOS | 2675 | 26750 | 2019-02-12 | 970247095 | 10 | 2019-02-27
1002047117 | 227-CRM - Electrical Maintenance | 154844-JEEVAN JYOTI JENA | 2019-02-12 | PR | 1 | BATTERY;SMFUPS12V26AMHBOLT- ON50oC | 5537A0183 | M | 221 | 40 | CRE1 | 104 | NB | 18 NOS | 1974.78 | 35546.04 | 2019-03-14 | 920672977 | 10 | 2019-02-12
1002047401 | 227-CRM - Electrical Maintenance | 149303-Nilanjan Haldar | 2019-02-12 | PR | 1 | BEWA CHAIN 6MM DIA NOSPAGODA ENGINEERI | 5531A0737 | M | 241 | 40 | CR01 | 104 | NB | 50 NOS | 1750 | 87500 | 2019-02-19 | 920677132 | 10 | 2019-02-22
1002047700 | 227-CRM - Electrical Maintenance | 153574-Pankaj Kumar | 2019-02-12 | PR | 1 | SLIPPERS FOR CONTROL ROOMANY | 5789A0114 | M | 276 | 40 | CRE1 | 104 | NB | 5 PAA | 160 | 800 | 2019-03-14 | 920673297 | 10 | 2019-02-13
1002047700 | 227-CRM - Electrical Maintenance | 153574-Pankaj Kumar | 2019-02-12 | PR | 2 | SLIPPERS FOR CONTROL ROOM | 5789A0151 | M | 276 | 40 | CRE1 | 104 | NB | 12 PAA | 160 | 1920 | 2019-03-14 | 920673297 | 20 | 2019-02-13
1002047700 | 227-CRM - Electrical Maintenance | 153574-Pankaj Kumar | 2019-02-12 | PR | 3 | SLIPPERS FOR CONTROL ROOM | 5789A0152 | M | 276 | 40 | CRE1 | 104 | NB | 12 PAA | 160 | 1920 | 2019-03-14 | 920673297 | 30 | 2019-02-13
1002047700 | 227-CRM - Electrical Maintenance | 153574-Pankaj Kumar | 2019-02-12 | PR | 4 | SLIPPERS FOR CONTROL ROOM | 5789A0153 | M | 276 | 40 | CRE1 | 104 | NB | 6 PAA | 160 | 960 | 2019-03-14 | 920673297 | 40 | 2019-02-13
1002047711 | 227-CRM - Electrical Maintenance | 504850-ANOOP RADHEYSHYAM PANDEY | 2019-02-13 | PR | 1 | PLC SPR;ANALOG INPUT MODULEHITACHI | 5620A0936 | M | 240 | 40 | CRE1 | 107 | NP | 1 NOS | 50000 | 50000 | 2019-03-15 | 970247088 | 10 | 2019-02-27
1002047711 | 227-CRM - Electrical Maintenance | 504850-ANOOP RADHEYSHYAM PANDEY | 2019-02-13 | PR | 2 | PLC SPR;PCBHITACHIYSD100B0 | 5620A0941 | M | 240 | 40 | CRE1 | 107 | NP | 1 NOS | 50000 | 50000 | 2019-03-15 | 970247088 | 20 | 2019-02-27
1002047711 | 227-CRM - Electrical Maintenance | 504850-ANOOP RADHEYSHYAM PANDEY | 2019-02-13 | PR | 3 | PCB HITACHI LYA250A | 5620A3140 | M | 240 | 40 | CRE1 | 107 | NP | 1 NOS | 50000 | 50000 | 2019-03-15 | 970247088 | 30 | 2019-02-27
1002047711 | 227-CRM - Electrical Maintenance | 504850-ANOOP RADHEYSHYAM PANDEY | 2019-02-13 | PR | 4 | PCB HITACHI LYA100A | 5620A3141 | M | 240 | 40 | CRE1 | 107 | NP | 1 NOS | 50000 | 50000 | 2019-03-15 | 970247088 | 40 | 2019-02-27
1002047713 | 227-CRM - Electrical Maintenance | 504850-ANOOP RADHEYSHYAM PANDEY | 2019-02-13 | PR | 1 | AC MOTR;2.2 KW415 +/- 10% VSQUIRREL CAGE | 5900A2438 | M | 230 | 40 | CRE1 | 104 | NB | 2 NOS | 24948 | 49896 | 2019-02-28 | 920675407 | 10 | 2019-02-18
1002047714 | 227-CRM - Electrical Maintenance | 504850-ANOOP RADHEYSHYAM PANDEY | 2019-02-13 | PR | 1 | AC MOTR;37 KW415 +/- 10% VSQUIRREL CAGE | 5900A2443 | M | 230 | 40 | CRE1 | 104 | NB | 1 NOS | 49998 | 49998 | 2019-03-15 | 920675831 | 10 | 2019-02-19
1002047716 | 227-CRM - Electrical Maintenance | 504850-ANOOP RADHEYSHYAM PANDEY | 2019-02-13 | PR | 1 | AC MOTR;250 KW415 +/- 10% VSQUIRREL CAGE | 5900A1621 | M | 230 | 40 | CRE1 | 101 | NB | 1 NOS | 280000 | 280000 | 2019-03-15 | 920677154 | 10 | 2019-02-22
1002048335 | 227-CRM - Electrical Maintenance | 154844-JEEVAN JYOTI JENA | 2019-02-13 | RO | 3 | RELAY;NUMERICALMOTOR PROTECTION+/-2% | 5607A0699 | M | 232 | 40 | CRE1 | 101 | NB | 10 NOS | 37000 | 370000 | 2019-03-15 | 4404304080 | 10 | 2019-03-18
1002048388 | 227-CRM - Electrical Maintenance | 153574-Pankaj Kumar | 2019-02-13 | PR | 1 | INDICATOR;4-20MA7 SEGMENT DISPLAY | 5657A0032 | M | 240 | 40 | CRE1 | 104 | NB | 13 NOS | 1300 | 16900 | 2019-02-28 | 920675331 | 10 | 2019-02-18
1002048417 | 227-CRM - Electrical Maintenance | 153574-Pankaj Kumar | 2019-02-13 | PR | 1 | IND LAMP;RED 230 VACINDICATION LAMP | 5868A0184 | M | 229 | 40 | CRE1 | 104 | NB | 50 NOS | 600 | 30000 | 2019-02-28 | 920675341 | 10 | 2019-02-18
1002048495 | 227-CRM - Electrical Maintenance | 153574-Pankaj Kumar | 2019-02-13 | PR | 1 | SPL INST;TEMP. PROGRAM CONTROLLER I/P - | 6049A0105 | M | 256 | 40 | CRE1 | 104 | NB | 3 NOS | 30000 | 90000 | 2019-03-08 | 920684671 | 10 | 2019-03-13
1002049037 | 227-CRM - Electrical Maintenance | 121461-R K Sachan | 2019-02-14 | PR | 1 | SLDRNG WIRE;SOLDERING WIRE18SWG | 5172A0002 | M | 301 | 40 | CRE1 | 104 | NB | 20 PAK | 471.87 | 9437.4 | 2019-03-16 | 920673922 | 10 | 2019-02-14
1002049037 | 227-CRM - Electrical Maintenance | 121461-R K Sachan | 2019-02-14 | PR | 2 | SLDRG STN;PRINTED CIRCUIT 25 W230 VAC | 5489A0023 | M | 239 | 40 | CRE1 | 104 | NB | 4 NOS | 2500 | 10000 | 2019-03-16 | 920673921 | 10 | 2019-02-14
1002049145 | 227-CRM - Electrical Maintenance | 121461-R K Sachan | 2019-02-14 | PR | 1 | SPL INST;ULTRASONIC LEVEL CONTROLLER 1 | 6049A0079 | M | 256 | 40 | CRE1 | 104 | NB | 2 NOS | 17000 | 34000 | 2019-03-16 | 920673910 | 10 | 2019-02-14
1002049154 | 227-CRM - Electrical Maintenance | 121461-R K Sachan | 2019-02-14 | PR | 1 | PUSH BTN;ILLUMINATED PUSH BUTTON GREEN | 5772A0182 | M | 234 | 40 | CRE1 | 104 | NB | 30 NOS | 1545.48 | 46364.4 | 2019-03-16 | 920673924 | 10 | 2019-02-14
1002049156 | 227-CRM - Electrical Maintenance | 121461-R K Sachan | 2019-02-14 | PR | 1 | PNL MTR;ANALOG 0 - 40 AAMMETER 96X | 5427A0045 | M | 235 | 40 | CRE1 | 104 | NB | 8 NOS | 1000 | 8000 | 2019-03-16 | 920673923 | 10 | 2019-02-14
1002049180 | 227-CRM - Electrical Maintenance | 121461-R K Sachan | 2019-02-14 | PR | 1 | PR TRNTR;HART TYPE 0-150 MBARDIFFEREN | 5496A0449 | M | 256 | 40 | CRE1 | 104 | NB | 1 NOS | 36000 | 36000 | 2019-03-16 | 920673904 | 10 | 2019-02-14
1002049180 | 227-CRM - Electrical Maintenance | 121461-R K Sachan | 2019-02-14 | PR | 2 | RTD;SIMPLEX PT100 3WIRE +/-0.05 % | 5649A0204 | M | 256 | 40 | CRE1 | 104 | NB | 5 NOS | 1000 | 5000 | 2019-03-16 | 920673904 | 20 | 2019-02-14
1002049193 | 227-CRM - Electrical Maintenance | 121461-R K Sachan | 2019-02-14 | PR | 1 | MNGT COIL;SOLENOID HYDRAULIC/PNUMATIC | 5651A0063 | M | 237 | 40 | CRE1 | 101 | NP | 25 NOS | 5000 | 125000 | 2019-03-16 | 970254394 | 10 | 2019-04-18
1002049222 | 227-CRM - Electrical Maintenance | 121461-R K Sachan | 2019-02-14 | PR | 1 | PUSH BTTN;ILLUMINATEDREDSCHNEIDER | 5772A0068 | M | 234 | 40 | CRE1 | 104 | NB | 60 NOS | 350 | 21000 | 2019-02-28 | 920675409 | 10 | 2019-02-18
1002049222 | 227-CRM - Electrical Maintenance | 121461-R K Sachan | 2019-02-14 | PR | 2 | PUSH BTTN;ILLUMINATEDGREENSCHNEIDER | 5772A0069 | M | 234 | 40 | CRE1 | 104 | NB | 60 NOS | 350 | 21000 | 2019-02-28 | 920675409 | 20 | 2019-02-18
1002049289 | 227-CRM - Electrical Maintenance | 153574-Pankaj Kumar | 2019-02-14 | RO | 1 | COMTR SPR;BLACK COLOUR CATRIDGEHP | 5309A0571 | M | 212 | 40 | CRE1 | 121 | NB | 3 NOS | 8432 | 25296 | 2019-03-16 | 4404180956 | 10 | 2019-02-14
1002049299 | 227-CRM - Electrical Maintenance | 153574-Pankaj Kumar | 2019-02-14 | RO | 1 | ED USER COM SPR;TRI COLOR CARTRIDGE | 5309A0263 | M | 212 | 40 | CRE1 | 121 | NB | 2 NOS | 732 | 1464 | 2019-02-28 | 4404195727 | 10 | 2019-02-18
1002049299 | 227-CRM - Electrical Maintenance | 153574-Pankaj Kumar | 2019-02-14 | RO | 2 | ED USER COM SPR;BLACK CARTRIDGEPRINTER | 5309A0264 | M | 212 | 40 | CRE1 | 121 | NB | 2 NOS | 606 | 1212 | 2019-02-28 | 4404195727 | 20 | 2019-02-18
1002049305 | 227-CRM - Electrical Maintenance | 153574-Pankaj Kumar | 2019-02-14 | PR | 1 | HYDRAULIC AMPLIFIER CARD REXROTH VT-V | 5540A1371 | M | 240 | 40 | CRE1 | 101 | NB | 2 NOS | 80000 | 160000 | 2019-03-16 | 920764706 | 10 | 2019-09-23
1002049305 | 227-CRM - Electrical Maintenance | 153574-Pankaj Kumar | 2019-02-14 | PR | 2 | PROPORTIONAL VALVE CONTROL CARD HOLDER | 5540A1597 | M | 240 | 40 | CRE1 | 101 | NB | 1 NOS | 25000 | 25000 | 2019-03-16 | 920764706 | 20 | 2019-09-23
1002049305 | 227-CRM - Electrical Maintenance | 153574-Pankaj Kumar | 2019-02-14 | PR | 3 | PROPORTIONAL VALVE CONTROL PROPORTIONA | 5540A1604 | M | 240 | 40 | CRE1 | 101 | NB | 2 NOS | 80000 | 160000 | 2019-03-16 | 920764706 | 30 | 2019-09-23
1002049305 | 227-CRM - Electrical Maintenance | 153574-Pankaj Kumar | 2019-02-14 | PR | 4 | PROPORTIONAL VALVE CONTROL PROPORTIONA | 5540A1605 | M | 240 | 40 | CRE1 | 101 | NB | 2 NOS | 75000 | 150000 | 2019-03-16 | 920764706 | 40 | 2019-09-23
1002050067 | 227-CRM - Electrical Maintenance | 154844-JEEVAN JYOTI JENA | 2019-02-15 | RO | 1 | EL T&M INST | 5189A0089 | M | 235 | 40 | 227R | 101 | NB | 6 NOS | 6850 | 41100 | 2019-02-25 | 4404195726 | 10 | 2019-02-18
1002050114 | 227-CRM - Electrical Maintenance | 153574-Pankaj Kumar | 2019-02-15 | PR | 5 | CCTV VARIFOCAL LENS SAMSUNG SLA-550DV | 5648A0325 | M | 314 | 40 | CRE1 | 104 | NB | 6 NOS | 5000 | 30000 | 2019-03-17 | 920675345 | 10 | 2019-02-18
1002050133 | 227-CRM - Electrical Maintenance | 504850-ANOOP RADHEYSHYAM PANDEY | 2019-02-16 | PR | 1 | VOLTAGE DETECTOR LEM HIVECTOL-VSI DVL | 5542A2281 | M | 240 | 40 | CRE1 | 101 | NP | 10 NOS | 85000 | 850000 | 2019-08-15 | 970247102 | 10 | 2019-02-27
1002050405 | 227-CRM - Electrical Maintenance | 504850-ANOOP RADHEYSHYAM PANDEY | 2019-02-16 | PR | 1 | POW SPLY;110/230 VAC24 VDC10 AIFM D | 5262A0325 | M | 235 | 40 | CRE1 | 104 | NB | 5 NOS | 9950 | 49750 | 2019-03-18 | 920675708 | 10 | 2019-02-19
1002050714 | 227-CRM - Electrical Maintenance | 504850-ANOOP RADHEYSHYAM PANDEY | 2019-02-17 | PR | 1 | FIELD SNSRULTRASONIC LEVELALLEN BRADEL | 5700A0008 | M | 238 | 40 | CRE1 | 101 | NP | 5 NOS | 35000 | 175000 | 2019-04-14 | 970247070 | 10 | 2019-02-27
1002051300 | 227-CRM - Electrical Maintenance | 149329-RAVI SHEKHAR | 2019-02-18 | RO | 1 | Metallic Spiral Binding | 0291A6454 | M | 274 | 40 | CRE1 | 133 | NB | 15 NOS | 7.8 | 117 | 2019-02-18 | 4404199199 | 10 | 2019-02-19
1002051300 | 227-CRM - Electrical Maintenance | 149329-RAVI SHEKHAR | 2019-02-18 | RO | 2 | Art Paperdouble sideupto 1000 nos | 0291A6496 | M | 274 | 40 | CRMO | 133 | NB | 3000 NOS | 0.8 | 2400 | 2019-02-18 | 4404199199 | 20 | 2019-02-19
1002051402 | 227-CRM - Electrical Maintenance | 149329-RAVI SHEKHAR | 2019-02-18 | PR | 1 | LT CBL;161.5MM2COPPER | 5717A0482 | M | 222 | 40 | CRE1 | 101 | NB | 700 M | 320.43 | 224301 | 2019-03-19 | 920686072 | 10 | 2019-03-15
1002051526 | 227-CRM - Electrical Maintenance | 504850-ANOOP RADHEYSHYAM PANDEY | 2019-02-18 | PR | 3 | FLOT SW;FLOAT SWITCH MEDIUM SS 316 FL | 5471A0022 | M | 256 | 40 | CRE1 | 104 | NB | 1 NOS | 25000 | 25000 | 2019-03-20 | 920675750 | 10 | 2019-02-19
1002051526 | 227-CRM - Electrical Maintenance | 504850-ANOOP RADHEYSHYAM PANDEY | 2019-02-18 | PR | 4 | FLOT SW;FLOAT SWITCH MEDIUM PVDF FLAN | 5471A0023 | M | 256 | 40 | CRE1 | 104 | NB | 1 NOS | 24950 | 24950 | 2019-02-28 | 920675750 | 20 | 2019-02-19
1002051527 | 227-CRM - Electrical Maintenance | 504850-ANOOP RADHEYSHYAM PANDEY | 2019-02-18 | PR | 1 | FLOT SW;FLOAT SWITCH 0-2500 MMPVDF FL | 5471A0024 | M | 256 | 40 | CRE1 | 104 | NB | 2 NOS | 24980 | 49960 | 2019-02-28 | 920675713 | 10 | 2019-02-19
1002052153 | 227-CRM - Electrical Maintenance | 149329-RAVI SHEKHAR | 2019-02-19 | RO | 1 | Art PaperDigitalsinglesideupto 50 nos | 0291A6502 | M | 274 | 40 | CR01 | 133 | NB | 1900 NOS | 2.15 | 4085 | 2019-02-19 | 4404207109 | 10 | 2019-02-21
1002052372 | 227-CRM - Electrical Maintenance | 504850-ANOOP RADHEYSHYAM PANDEY | 2019-02-20 | PR | 2 | SWTCH SLCTR;16A3 POSITION & OFF230V | 5641A0114 | M | 234 | 40 | CRE1 | 104 | NB | 20 NOS | 800 | 16000 | 2019-03-22 | 920676665 | 10 | 2019-02-21
1002052372 | 227-CRM - Electrical Maintenance | 504850-ANOOP RADHEYSHYAM PANDEY | 2019-02-20 | PR | 3 | SWTCH SLCTR;0.2-4A3 POSITION24VNA | 5641A0115 | M | 234 | 40 | CRE1 | 104 | NB | 20 NOS | 800 | 16000 | 2019-03-22 | 920676665 | 20 | 2019-02-21
1002052372 | 227-CRM - Electrical Maintenance | 504850-ANOOP RADHEYSHYAM PANDEY | 2019-02-20 | PR | 4 | SWTCH SLCTR;10A4POLE4WAY415VNO50oC | 5641A0111 | M | 234 | 40 | CRE1 | 104 | NB | 15 NOS | 800 | 12000 | 2019-03-22 | 920676665 | 30 | 2019-02-21
1002052374 | 227-CRM - Electrical Maintenance | 504850-ANOOP RADHEYSHYAM PANDEY | 2019-02-20 | PR | 1 | PUSH BTTN;ILLUMINATEDREDSCHNEIDER | 5772A0068 | M | 234 | 40 | CRE1 | 104 | NB | 50 NOS | 330 | 16500 | 2019-03-22 | 920676783 | 10 | 2019-02-21
1002052374 | 227-CRM - Electrical Maintenance | 504850-ANOOP RADHEYSHYAM PANDEY | 2019-02-20 | PR | 2 | PUSH BTTN;ILLUMINATEDGREENSCHNEIDER | 5772A0069 | M | 234 | 40 | CRE1 | 104 | NB | 50 NOS | 330 | 16500 | 2019-03-22 | 920676783 | 20 | 2019-02-21
1002052374 | 227-CRM - Electrical Maintenance | 504850-ANOOP RADHEYSHYAM PANDEY | 2019-02-20 | PR | 3 | PUSH BTN;ILLUMINATED PUSH BUTTON GREEN | 5772A0182 | M | 234 | 40 | CRE1 | 104 | NB | 10 NOS | 1600 | 16000 | 2019-03-22 | 920676783 | 30 | 2019-02-21
1002052638 | 227-CRM - Electrical Maintenance | 149329-RAVI SHEKHAR | 2019-02-20 | PR | 1 | SPL HOSE;NON METALLIC HFIT002275 INDUC | 5803A1203 | M | 254 | 40 | CRE1 | 104 | NP | 45 NOS | 45 | 2025 | 2019-04-21 | 970248300 | 10 | 2019-03-07
1002052638 | 227-CRM - Electrical Maintenance | 149329-RAVI SHEKHAR | 2019-02-20 | PR | 2 | SPL HOSE;NON METALLIC FFIT002256 INDUC | 5803A1204 | M | 254 | 40 | CRE1 | 104 | NP | 45 NOS | 63 | 2835 | 2019-04-21 | 970248300 | 20 | 2019-03-07
1002053308 | 227-CRM - Electrical Maintenance | 504850-ANOOP RADHEYSHYAM PANDEY | 2019-02-20 | PR | 1 | CAMRA&ACCES;HOUSING FOR CCTV CAMERA | 5648A0039 | M | 314 | 40 | CRE1 | 104 | NB | 9 NOS | 5000 | 45000 | 2019-03-22 | 920676668 | 10 | 2019-02-21
1002053310 | 227-CRM - Electrical Maintenance | 504850-ANOOP RADHEYSHYAM PANDEY | 2019-02-20 | PR | 1 | LAMP;LED 38 WNA 230 VACFLAME PROOF | 5838A0491 | M | 229 | 40 | CRE1 | 101 | NB | 20 NOS | 24000 | 480000 | 2019-03-22 | 920677159 | 10 | 2019-02-22
1002053312 | 227-CRM - Electrical Maintenance | 504850-ANOOP RADHEYSHYAM PANDEY | 2019-02-20 | PR | 1 | POW SPLY;110-230 VAC+/-24 VDC20 APHOE | 5262A0309 | M | 235 | 40 | CRE1 | 104 | NP | 6 NOS | 14500 | 87000 | 2019-03-22 | 970247072 | 10 | 2019-02-27
1002053313 | 227-CRM - Electrical Maintenance | 504850-ANOOP RADHEYSHYAM PANDEY | 2019-02-20 | PR | 1 | SLIPPERS FOR CONTROL ROOM | 5789A0151 | M | 276 | 40 | CRE1 | 104 | NB | 15 PAA | 200 | 3000 | 2019-03-22 | 920676656 | 10 | 2019-02-21
1002053313 | 227-CRM - Electrical Maintenance | 504850-ANOOP RADHEYSHYAM PANDEY | 2019-02-20 | PR | 2 | SLIPPERS FOR CONTROL ROOM | 5789A0152 | M | 276 | 40 | CRE1 | 104 | NB | 20 PAA | 200 | 4000 | 2019-03-22 | 920676656 | 20 | 2019-02-21
1002053313 | 227-CRM - Electrical Maintenance | 504850-ANOOP RADHEYSHYAM PANDEY | 2019-02-20 | PR | 3 | SLIPPERS FOR CONTROL ROOM | 5789A0153 | M | 276 | 40 | CRE1 | 104 | NB | 20 PAA | 200 | 4000 | 2019-03-22 | 920676656 | 30 | 2019-02-21
1002053314 | 227-CRM - Electrical Maintenance | 504850-ANOOP RADHEYSHYAM PANDEY | 2019-02-20 | RO | 1 | EL T&M INST | 5189A0089 | M | 235 | 40 | CRE1 | 101 | NB | 7 NOS | 6850 | 47950 | 2019-02-28 | 4404207119 | 10 | 2019-02-21
1002053315 | 227-CRM - Electrical Maintenance | 504850-ANOOP RADHEYSHYAM PANDEY | 2019-02-20 | RO | 1 | RELAY;NUMERICALMOTOR PROTECTION+/-2% | 5607A0699 | M | 232 | 40 | CRE1 | 101 | NB | 10 NOS | 37000 | 370000 | 2019-03-22 | 4404332757 | 10 | 2019-03-25
1002053958 | 227-CRM - Electrical Maintenance | 121461-R K Sachan | 2019-02-21 | PR | 2 | CNTCR;20 A3 220 VPOWER 415 V35 | 5890A1030 | M | 234 | 40 | CRE1 | 104 | NB | 10 NOS | 2500 | 25000 | 2019-02-28 | 920676776 | 10 | 2019-02-21
1002055044 | 227-CRM - Electrical Maintenance | 504850-ANOOP RADHEYSHYAM PANDEY | 2019-02-22 | RO | 2 | SPL CBL;4 PAIR TWISTED SCREENED CABLE | 6045A0094 | M | 222 | 40 | CRE1 | 101 | NB | 400 M | 113 | 45200 | 2019-03-24 | 4404222503 | 10 | 2019-02-25
1002056141 | 227-CRM - Electrical Maintenance | 162796-Tushar Kumar Chandra | 2019-02-25 | PR | 1 | AUTOMATIC POKING SYSTEM AIRA INSTRUMEN | 5956A3022 | M | 256 | 40 | CRE1 | 104 | NP | 2 NOS | 30000 | 60000 | 2019-03-14 | 970250569 | 10 | 2019-03-22
1002056154 | 227-CRM - Electrical Maintenance | 162796-Tushar Kumar Chandra | 2019-02-25 | PR | 1 | ELECTRONIC INSTTESTNG & MSRNGHAND HELD | 5189A0036 | M | 256 | 40 | CRE1 | 104 | NB | 1 NOS | 40000 | 40000 | 2019-03-27 | 920678661 | 10 | 2019-02-26
1002056360 | 227-CRM - Electrical Maintenance | 504850-ANOOP RADHEYSHYAM PANDEY | 2019-02-26 | PR | 1 | ELTNC CARD;MEASUREMENT | 5540A0959 | M | 240 | 40 | CRE1 | 107 | NP | 1 NOS | 755666.93 | 755666.93 | 2019-04-27 | 970260751 | 10 | 2019-05-31
1002056361 | 227-CRM - Electrical Maintenance | 504850-ANOOP RADHEYSHYAM PANDEY | 2019-02-26 | PR | 2 | LV HAND GLOVES;9 | 5775A0005 | M | 290 | 40 | CRE1 | 104 | NB | 14 PAA | 1289.74 | 18056.36 | 2019-03-28 | 920678660 | 10 | 2019-02-26
1002056362 | 227-CRM - Electrical Maintenance | 504850-ANOOP RADHEYSHYAM PANDEY | 2019-02-26 | PR | 6 | SAFE;LV ARC FLASH JACKETXLBLUE | 5854A0020 | M | 290 | 40 | CRE1 | 104 | NB | 17 NOS | 1000 | 17000 | 2019-03-28 | 920678662 | 10 | 2019-02-26
1002056362 | 227-CRM - Electrical Maintenance | 504850-ANOOP RADHEYSHYAM PANDEY | 2019-02-26 | PR | 7 | SAFE;LV ARC FLASH JACKETLBLUE | 5854A0021 | M | 290 | 40 | CRE1 | 104 | NB | 13 NOS | 816.74 | 10617.62 | 2019-03-28 | 920678662 | 20 | 2019-02-26
1002056362 | 227-CRM - Electrical Maintenance | 504850-ANOOP RADHEYSHYAM PANDEY | 2019-02-26 | PR | 8 | SAFE;LV ARC FLASH JACKETMBLUE | 5854A0022 | M | 290 | 40 | CRE1 | 104 | NB | 8 NOS | 735.02 | 5880.16 | 2019-03-28 | 920678662 | 30 | 2019-02-26
1002056362 | 227-CRM - Electrical Maintenance | 504850-ANOOP RADHEYSHYAM PANDEY | 2019-02-26 | PR | 9 | SAFE;LV ARC FLASH JACKETSBLUE | 5854A0023 | M | 290 | 40 | CRE1 | 104 | NB | 5 NOS | 735.02 | 3675.1 | 2019-03-28 | 920678662 | 40 | 2019-02-26
1002056363 | 227-CRM - Electrical Maintenance | 504850-ANOOP RADHEYSHYAM PANDEY | 2019-02-26 | PR | 1 | RTD FOR PICKLING TANK TOSHNIWAL INDUSTR | 6130A0204 | M | 256 | 40 | CRE1 | 104 | NP | 5 NOS | 9400 | 47000 | 2019-05-01 | 970285853 | 10 | 2019-11-28
1002056365 | 227-CRM - Electrical Maintenance | 504850-ANOOP RADHEYSHYAM PANDEY | 2019-02-26 | RO | 1 | LT CBL71.5MM2TINNED COPPERSILICON RU | 5717A0194 | M | 222 | 40 | CRE1 | 101 | NB | 500 M | 88 | 44000 | 2019-03-28 | 4404226641 | 10 | 2019-02-26
1002056367 | 227-CRM - Electrical Maintenance | 504850-ANOOP RADHEYSHYAM PANDEY | 2019-02-26 | PR | 1 | DRIV SPR;AVR BOARDHITACHIHIVECTOL-VSI | 5542A1135 | M | 240 | 40 | CRE1 | 107 | NP | 1 NOS | 99500 | 99500 | 2019-03-04 | 970331626 | 10 | 2020-10-21
1002056368 | 227-CRM - Electrical Maintenance | 504850-ANOOP RADHEYSHYAM PANDEY | 2019-02-26 | PR | 1 | ELTNC CARD;EDDY CURRENT TESTING | 5540A1176 | M | 240 | 40 | CRE1 | 107 | NP | 1 NOS | 38012 | 38012 | 2019-04-27 | 970260750 | 10 | 2019-05-31
1002056370 | 227-CRM - Electrical Maintenance | 504850-ANOOP RADHEYSHYAM PANDEY | 2019-02-26 | PR | 1 | AC MOTR;1.5 KW415 +10%-15% VSQUIRREL | 5900A1704 | M | 230 | 40 | CRE1 | 104 | NB | 4 NOS | 12000 | 48000 | 2019-03-28 | 920681181 | 10 | 2019-03-04
1002056371 | 227-CRM - Electrical Maintenance | 504850-ANOOP RADHEYSHYAM PANDEY | 2019-02-26 | PR | 1 | LT CBL;251.5MM2ANNEALED TINNED COPPER | 5717A0535 | M | 222 | 40 | CRE1 | 104 | NB | 200 M | 490 | 98000 | 2019-03-28 | 920688488 | 10 | 2019-03-21
1002056410 | 227-CRM - Electrical Maintenance | 149329-RAVI SHEKHAR | 2019-02-26 | RO | 1 | EL T&M INST | 5189A0089 | M | 235 | 40 | CR93 | 101 | NB | 10 NOS | 6850 | 68500 | 2019-03-08 | 4404234240 | 10 | 2019-02-28
1002056484 | 227-CRM - Electrical Maintenance | 149329-RAVI SHEKHAR | 2019-02-26 | PR | 1 | EXTN BRDCABLE DRUM (POWER)30M3C X 2.5 | 5718A0001 | M | 227 | 40 | CRE1 | 133 | NB | 15 SET | 12000 | 180000 | 2019-03-28 | 920679747 | 10 | 2019-02-28
1002056935 | 227-CRM - Electrical Maintenance | 149329-RAVI SHEKHAR | 2019-02-26 | PR | 1 | SPL INST;TEMPERATURE STICKER TEMPERATUR | 6049A0066 | M | 256 | 40 | CRE1 | 104 | NB | 1000 NOS | 42 | 42000 | 2019-03-28 | 920678848 | 10 | 2019-02-26
1002057708 | 227-CRM - Electrical Maintenance | 504850-ANOOP RADHEYSHYAM PANDEY | 2019-02-27 | PR | 1 | HANDHELD TERMINAL SINUMERIK HT SIEMENS | 5620A3149 | M | 240 | 40 | CRE1 | 101 | NP | 1 NOS | 220000 | 220000 | 2019-03-14 | 970285848 | 10 | 2019-11-28
1002057728 | 227-CRM - Electrical Maintenance | 504850-ANOOP RADHEYSHYAM PANDEY | 2019-02-27 | PR | 1 | RTD;PLATINUMPT1003 WIRE DUPLEX | 5649A0080 | M | 256 | 40 | CRE1 | 104 | NB | 2 NOS | 9500 | 19000 | 2019-04-28 | 920679596 | 10 | 2019-02-28
1002058144 | 227-CRM - Electrical Maintenance | 504850-ANOOP RADHEYSHYAM PANDEY | 2019-02-28 | PR | 1 | LT CBL;4 1.5 MM2ANNEALED TINNED COPPER | 5717A0668 | M | 222 | 40 | CRE1 | 104 | NB | 500 M | 98 | 49000 | 2019-03-30 | 920679589 | 10 | 2019-02-28
1002058821 | 227-CRM - Electrical Maintenance | 149329-RAVI SHEKHAR | 2019-02-28 | PR | 1 | PYROMTR;375-1150 oCMULTI-WAVELENGTH 24 | 5665A0042 | M | 256 | 40 | CRE1 | 101 | NP | 1 NOS | 750000 | 750000 | 2019-04-29 | 970248298 | 10 | 2019-03-07
1002058821 | 227-CRM - Electrical Maintenance | 149329-RAVI SHEKHAR | 2019-02-28 | PR | 2 | PYROMTR;150-475 oCMULTI-WAVELENGTH 247 | 5665A0043 | M | 256 | 40 | CRE1 | 101 | NP | 1 NOS | 750000 | 750000 | 2019-04-29 | 970248298 | 20 | 2019-03-07
1002058821 | 227-CRM - Electrical Maintenance | 149329-RAVI SHEKHAR | 2019-02-28 | PR | 3 | PYROMTR;200-600 oCMULTI-WAVELENGTH 247 | 5665A0044 | M | 256 | 40 | CRE1 | 101 | NP | 1 NOS | 750000 | 750000 | 2019-04-29 | 970248298 | 30 | 2019-03-07
1002059880 | 227-CRM - Electrical Maintenance | 153574-Pankaj Kumar | 2019-03-01 | PR | 1 | HCKSAW BLD;150 MM,HIGH SPEED STEEL ,6. | 5237A0027 | M | 295 | 40 | CRE1 | 104 | NB | 100 NOS | 15 | 1500 | 2019-03-28 | 920681158 | 10 | 2019-03-04
1002059880 | 227-CRM - Electrical Maintenance | 153574-Pankaj Kumar | 2019-03-01 | PR | 2 | HCKSAW;MANUAL ,D ,STEEL ,150 MM,BI-M | 5247A0003 | M | 295 | 40 | CRE1 | 104 | NB | 15 NOS | 60 | 900 | 2019-03-28 | 920681158 | 20 | 2019-03-04
1002060416 | 227-CRM - Electrical Maintenance | 504850-ANOOP RADHEYSHYAM PANDEY | 2019-03-03 | PR | 1 | PR SWTCH;SS 3161 TO 16BARSPDT | 5499A0191 | M | 256 | 40 | CRE1 | 104 | NB | 8 NOS | 6200 | 49600 | 2019-04-02 | 920682173 | 10 | 2019-03-06
1002060417 | 227-CRM - Electrical Maintenance | 504850-ANOOP RADHEYSHYAM PANDEY | 2019-03-03 | PR | 1 | PR SWTCH;INTEGRATED PRESSURE CELL | 5499A0203 | M | 256 | 40 | CRE1 | 104 | NB | 3 NOS | 16600 | 49800 | 2019-04-02 | 920681184 | 10 | 2019-03-04
1002060449 | 227-CRM - Electrical Maintenance | 504850-ANOOP RADHEYSHYAM PANDEY | 2019-03-04 | PR | 1 | SPL LGHT;EMERGENCYYESPORTABLE220VAC | 5684A0072 | M | 229 | 40 | CRE1 | 104 | NB | 8 NOS | 5600 | 44800 | 2019-04-25 | 920682170 | 10 | 2019-03-06
1002061103 | 227-CRM - Electrical Maintenance | 504850-ANOOP RADHEYSHYAM PANDEY | 2019-03-05 | PR | 2 | PR SW;PIEZOELECTRIC RESISTIVE SENSOR 0- | 5499A0275 | M | 256 | 40 | CRE1 | 104 | NB | 1 NOS | 20744.2 | 20744.2 | 2019-04-24 | 920681686 | 10 | 2019-03-05
1002062578 | 227-CRM - Electrical Maintenance | 121461-R K Sachan | 2019-03-06 | RO | 3 | CHAIN BLOCK;1TON4M14KGHOOKHEAVYYES | 5856A0025 | M | 258 | 40 | CRME | 100 | NB | 1 NOS | 11931 | 11931 | 2019-05-07 | 4404261208 | 10 | 2019-03-07
1002062738 | 227-CRM - Electrical Maintenance | 504850-ANOOP RADHEYSHYAM PANDEY | 2019-03-07 | PR | 1 | FLW SW;FLOW SWITCH STEEL 0-3 BARMAX. | 5601A0057 | M | 256 | 40 | CRE1 | 104 | NB | 1 NOS | 19663 | 19663 | 2019-04-06 | 920683032 | 10 | 2019-03-08
1002062738 | 227-CRM - Electrical Maintenance | 504850-ANOOP RADHEYSHYAM PANDEY | 2019-03-07 | PR | 2 | PR SWTCH;316L SS DIAPHRAGM0.2 TO 2 BAR | 5499A0219 | M | 256 | 40 | CRE1 | 104 | NB | 6 NOS | 4600 | 27600 | 2019-04-06 | 920683032 | 20 | 2019-03-08
1002062739 | 227-CRM - Electrical Maintenance | 504850-ANOOP RADHEYSHYAM PANDEY | 2019-03-07 | PR | 1 | WIRELESS REMOTE OF EOT CRANE JOYSTICK | 5540A1555 | M | 240 | 40 | CRE1 | 104 | NP | 1 NOS | 12000 | 12000 | 2020-10-30 | 970331286 | 10 | 2020-10-19
1002062739 | 227-CRM - Electrical Maintenance | 504850-ANOOP RADHEYSHYAM PANDEY | 2019-03-07 | PR | 2 | PUSH BTTN;EMERGENCY PUSH BUTTONRED | 5772A0020 | M | 234 | 40 | CRE1 | 104 | NP | 1 NOS | 11500 | 11500 | 2020-10-30 | 970331286 | 20 | 2020-10-19
1002062739 | 227-CRM - Electrical Maintenance | 504850-ANOOP RADHEYSHYAM PANDEY | 2019-03-07 | PR | 3 | PUSH BTN;HYPRO6 PUSHBUTTON SET GREY | 5772A0191 | M | 234 | 40 | CRE1 | 104 | NP | 1 NOS | 12000 | 12000 | 2020-10-30 | 970331286 | 30 | 2020-10-19
1002062739 | 227-CRM - Electrical Maintenance | 504850-ANOOP RADHEYSHYAM PANDEY | 2019-03-07 | PR | 4 | RADIO REMOTE CONTROLLER;RADIO FREQUENCY | 6033A0004 | M | 241 | 40 | CRE1 | 101 | NP | 1 NOS | 399750 | 399750 | 2020-10-30 | 970331285 | 10 | 2020-10-19
1002062740 | 227-CRM - Electrical Maintenance | 504850-ANOOP RADHEYSHYAM PANDEY | 2019-03-07 | PR | 1 | LT CBL;51.5MM2TINNED COPPER | 5717A0542 | M | 222 | 40 | CRE1 | 104 | NB | 200 M | 248 | 49600 | 2019-04-06 | 920684742 | 10 | 2019-03-13
1002062741 | 227-CRM - Electrical Maintenance | 504850-ANOOP RADHEYSHYAM PANDEY | 2019-03-07 | PR | 1 | PR SWTCH;SWITCH1 TO 10BAR | 5499A0197 | M | 256 | 40 | CRE1 | 104 | NB | 10 NOS | 4600 | 46000 | 2019-04-06 | 920682518 | 10 | 2019-03-07
1002062742 | 227-CRM - Electrical Maintenance | 504850-ANOOP RADHEYSHYAM PANDEY | 2019-03-07 | PR | 1 | AC MOTR;3.7KW415+10% -15%VAC | 5900A1003 | M | 230 | 40 | CRE1 | 104 | NB | 3 NOS | 16600 | 49800 | 2019-04-06 | 920684261 | 10 | 2019-03-11
1002062743 | 227-CRM - Electrical Maintenance | 504850-ANOOP RADHEYSHYAM PANDEY | 2019-03-07 | PR | 1 | FLOW MTR;0-7KG/CM2WATER/LIQUID | 5493A0150 | M | 256 | 40 | CRE1 | 104 | NB | 1 SET | 45000 | 45000 | 2019-04-06 | 920684252 | 10 | 2019-03-11
1002062889 | 227-CRM - Electrical Maintenance | 121461-R K Sachan | 2019-03-07 | PR | 1 | LAB APPRTS;WIDE MOUTH BOTTLE60-MLHDPE | 5863A0208 | M | 257 | 40 | CRE1 | 104 | NB | 100 NOS | 20 | 2000 | 2019-04-06 | 920682559 | 10 | 2019-03-07
1002063041 | 227-CRM - Electrical Maintenance | 121461-R K Sachan | 2019-03-07 | PR | 1 | SW GR&CB SPRAUX CONTACTABBCONTACTORC | 5872A1018 | M | 234 | 40 | CRE1 | 104 | NB | 60 NOS | 100 | 6000 | 2019-04-01 | 920684251 | 10 | 2019-03-11
1002063041 | 227-CRM - Electrical Maintenance | 121461-R K Sachan | 2019-03-07 | PR | 2 | SW GR&CB SPRAUX CONTACTABBCONTACTORC | 5872A1019 | M | 234 | 40 | CRE1 | 104 | NB | 60 NOS | 100 | 6000 | 2019-04-01 | 920684251 | 20 | 2019-03-11
1002063406 | 227-CRM - Electrical Maintenance | 164181-RAVI KARAN | 2019-03-07 | RO | 1 | OFFC ACCS;WIRELESS MOUSE {HP X3500} | 5789A0102 | M | 276 | 40 | CRE1 | 121 | NB | 1 NOS | 633 | 633 | 2019-04-01 | 4404262307 | 10 | 2019-03-07
1002065075 | 227-CRM - Electrical Maintenance | 154844-JEEVAN JYOTI JENA | 2019-03-11 | PR | 1 | AC MOTR;2.2 KW415 +/- 10% VSQUIRREL CAGE | 5900A2488 | M | 230 | 40 | CRE1 | 104 | NB | 2 NOS | 30000 | 60000 | 2019-04-22 | 920725696 | 10 | 2019-06-18
1002065653 | 227-CRM - Electrical Maintenance | 121461-R K Sachan | 2019-03-12 | PR | 1 | DEEP GRV BALL BRG;6314 C370MM150MM | 5039A0502 | M | 201 | 40 | CRE1 | 100 | NB | 20 NOS | 4500 | 90000 | 2019-04-26 | 920705892 | 10 | 2019-05-02
1002065653 | 227-CRM - Electrical Maintenance | 121461-R K Sachan | 2019-03-12 | PR | 2 | DEEP GRV BALL BRG;6224 C3120MM215MM | 5039A0503 | M | 201 | 40 | CRE1 | 100 | NB | 20 NOS | 5000 | 100000 | 2019-04-26 | 920705892 | 20 | 2019-05-02
1002065653 | 227-CRM - Electrical Maintenance | 121461-R K Sachan | 2019-03-12 | PR | 3 | DEEP GRV BALL BRG;6026130MM200MM33MM | 5039A0504 | M | 201 | 40 | CRE1 | 100 | NB | 20 NOS | 4500 | 90000 | 2019-04-26 | 920705892 | 30 | 2019-05-02
1002065661 | 227-CRM - Electrical Maintenance | 121461-R K Sachan | 2019-03-12 | PR | 1 | O-RING;VITON 138 MM4 MM146 MM70 | 5395A1019 | M | 279 | 40 | CRE1 | 104 | NB | 20 NOS | 90 | 1800 | 2019-04-01 | 920684675 | 10 | 2019-03-13
1002065661 | 227-CRM - Electrical Maintenance | 121461-R K Sachan | 2019-03-12 | PR | 2 | O-RING;VITON 342 MM5 MM352 MM70 | 5395A1025 | M | 279 | 40 | CRE1 | 104 | NB | 20 NOS | 223 | 4460 | 2019-04-01 | 920684675 | 20 | 2019-03-13
1002065661 | 227-CRM - Electrical Maintenance | 121461-R K Sachan | 2019-03-12 | PR | 3 | O-RING;VITON 145 MM5 MM155 MM70 | 5395A1026 | M | 279 | 40 | CRE1 | 104 | NB | 20 NOS | 110 | 2200 | 2019-04-01 | 920684675 | 30 | 2019-03-13
1002065661 | 227-CRM - Electrical Maintenance | 121461-R K Sachan | 2019-03-12 | PR | 4 | O-RING;VITON 340 MM6 MM352 MM70 | 5395A1059 | M | 279 | 40 | CRE1 | 104 | NB | 20 NOS | 400 | 8000 | 2019-04-01 | 920684675 | 40 | 2019-03-13
1002065661 | 227-CRM - Electrical Maintenance | 121461-R K Sachan | 2019-03-12 | PR | 5 | O-RING;VITON 390 MM6 MM402 MM70 | 5395A1060 | M | 279 | 40 | CRE1 | 104 | NB | 20 NOS | 500 | 10000 | 2019-04-01 | 920684675 | 50 | 2019-03-13
1002065661 | 227-CRM - Electrical Maintenance | 121461-R K Sachan | 2019-03-12 | PR | 6 | O-RING;VITON 455 MM6 MM467 MM70 | 5395A1061 | M | 279 | 40 | CRE1 | 104 | NB | 20 NOS | 552 | 11040 | 2019-04-01 | 920684675 | 60 | 2019-03-13
1002065661 | 227-CRM - Electrical Maintenance | 121461-R K Sachan | 2019-03-12 | PR | 7 | O-RING;VITON 290 MM5 MM300 MM70 | 5395A1062 | M | 279 | 40 | CRE1 | 104 | NB | 20 NOS | 223 | 4460 | 2019-04-01 | 920684675 | 70 | 2019-03-13
1002065661 | 227-CRM - Electrical Maintenance | 121461-R K Sachan | 2019-03-12 | PR | 8 | O-RING;VITON 200 MM4 MM208 MM70 | 5395A1063 | M | 279 | 40 | CRE1 | 104 | NB | 20 NOS | 90 | 1800 | 2019-04-01 | 920684675 | 80 | 2019-03-13
1002065884 | 227-CRM - Electrical Maintenance | 121461-R K Sachan | 2019-03-12 | PR | 1 | PLC SPRBUS INLETABBTB806PRODUCT ID:3 | 5620A0551 | M | 240 | 40 | CRE1 | 104 | NB | 1 NOS | 12000 | 12000 | 2019-04-01 | 920705890 | 10 | 2019-05-02
1002065884 | 227-CRM - Electrical Maintenance | 121461-R K Sachan | 2019-03-12 | PR | 2 | PLC SPR;COMMUNICATION MODULEABBCI801 | 5620A0835 | M | 240 | 40 | CRE1 | 104 | NB | 1 NOS | 45000 | 45000 | 2019-04-01 | 920705890 | 20 | 2019-05-02
1002065884 | 227-CRM - Electrical Maintenance | 121461-R K Sachan | 2019-03-12 | PR | 3 | PLC SPR;MODULBUS OPTICAL PORTABB | 5620A1958 | M | 240 | 40 | CRE1 | 104 | NB | 1 NOS | 12000 | 12000 | 2019-04-01 | 920705890 | 30 | 2019-05-02
1002066394 | 227-CRM - Electrical Maintenance | 504850-ANOOP RADHEYSHYAM PANDEY | 2019-03-12 | PR | 1 | LT CBL;4X2X0.750.75MM2COPPERHR PVC | 5717A0577 | M | 222 | 40 | CRE1 | 104 | NB | 200 M | 118.7 | 23740 | 2019-04-26 | 920685146 | 10 | 2019-03-13
1002066401 | 227-CRM - Electrical Maintenance | 504850-ANOOP RADHEYSHYAM PANDEY | 2019-03-13 | PR | 1 | FLOW CONTROL VALVE YAMATAKE HV4611200; | 6132A0059 | M | 256 | 40 | CRE1 | 101 | NP | 1 NOS | 700000 | 700000 | 2019-04-30 | 970260749 | 10 | 2019-05-31
1002066402 | 227-CRM - Electrical Maintenance | 504850-ANOOP RADHEYSHYAM PANDEY | 2019-03-13 | PR | 1 | DRY CEL;DRY CELL D 33.2 X H 61.5 MM1.5 | 5442A0074 | M | 221 | 40 | CRE1 | 104 | NB | 4 NOS | 1200 | 4800 | 2019-04-12 | 920685479 | 10 | 2019-03-14
1002066404 | 227-CRM - Electrical Maintenance | 504850-ANOOP RADHEYSHYAM PANDEY | 2019-03-13 | PR | 2 | AC MOTR;15KW415 +/- 10%VSQUIRREL CAGE | 5900A1324 | M | 230 | 40 | CRE1 | 101 | NB | 1 NOS | 55000 | 55000 | 2019-04-12 | 920708437 | 10 | 2019-05-08
1002066404 | 227-CRM - Electrical Maintenance | 504850-ANOOP RADHEYSHYAM PANDEY | 2019-03-13 | PR | 3 | AC MOTR;7.5 KW415 +/- 10% VSQUIRREL CAG | 5900A1814 | M | 230 | 40 | CRE1 | 101 | NB | 1 NOS | 45000 | 45000 | 2019-04-12 | 920708437 | 20 | 2019-05-08
1002066404 | 227-CRM - Electrical Maintenance | 504850-ANOOP RADHEYSHYAM PANDEY | 2019-03-13 | PR | 4 | AC MOTR;3.7 KW415 +10%-15% VSQUIRREL | 5900A2056 | M | 230 | 40 | CRE1 | 101 | NB | 1 NOS | 35000 | 35000 | 2019-04-12 | 920708437 | 30 | 2019-05-08
1002066404 | 227-CRM - Electrical Maintenance | 504850-ANOOP RADHEYSHYAM PANDEY | 2019-03-13 | PR | 5 | AC MOTR;7.5 KW415 +/- 10% VSQUIRREL CAGE | 5900A2556 | M | 230 | 40 | CRE1 | 101 | NB | 1 NOS | 45000 | 45000 | 2019-04-12 | 920708437 | 40 | 2019-05-08
1002066404 | 227-CRM - Electrical Maintenance | 504850-ANOOP RADHEYSHYAM PANDEY | 2019-03-13 | PR | 6 | AC MOTR;3.7 KW415 +/- 10% VSQUIRREL CAGE | 5900A2557 | M | 230 | 40 | CRE1 | 101 | NB | 1 NOS | 35000 | 35000 | 2019-04-12 | 920708437 | 50 | 2019-05-08
1002066782 | 227-CRM - Electrical Maintenance | 154844-JEEVAN JYOTI JENA | 2019-03-13 | PR | 1 | HOUSE WRG MATDURO BOXDEVI POLYMER PVT | 5844A0035 | M | 227 | 40 | CRE1 | 104 | NB | 10 NOS | 2033 | 20330 | 2019-05-20 | 920725697 | 10 | 2019-06-18
1002066782 | 227-CRM - Electrical Maintenance | 154844-JEEVAN JYOTI JENA | 2019-03-13 | PR | 2 | HOUSE WRG MATDURO BOXDEVI POLYMER PVT | 5844A0036 | M | 227 | 40 | CRE1 | 104 | NB | 10 NOS | 826.41 | 8264.1 | 2019-05-20 | 920725697 | 20 | 2019-06-18
1002066782 | 227-CRM - Electrical Maintenance | 154844-JEEVAN JYOTI JENA | 2019-03-13 | PR | 4 | HOUSE WRG MATDURO BOXDEVI POLYMER PVT | 5844A0054 | M | 227 | 40 | CRE1 | 104 | NB | 10 NOS | 1333 | 13330 | 2019-05-20 | 920725697 | 30 | 2019-06-18
1002066782 | 227-CRM - Electrical Maintenance | 154844-JEEVAN JYOTI JENA | 2019-03-13 | PR | 5 | HOUSE WRG MATDURO BOX POLESTER ENCLDEV | 5844A0063 | M | 227 | 40 | CRE1 | 104 | NB | 4 NOS | 5055 | 20220 | 2019-05-20 | 920725697 | 40 | 2019-06-18
1002067117 | 227-CRM - Electrical Maintenance | 121461-R K Sachan | 2019-03-13 | PR | 1 | SPL INST;TEMPERATURE STICKER TEMPERATUR | 6049A0066 | M | 256 | 40 | CRE1 | 104 | NB | 1000 NOS | 42 | 42000 | 2019-04-01 | 920685608 | 10 | 2019-03-14
1002067129 | 227-CRM - Electrical Maintenance | 121461-R K Sachan | 2019-03-13 | PR | 1 | HOOTER;ELECTRONICSINGLE1KM220VSTEEL | 5048A0005 | M | 233 | 40 | CRE1 | 104 | NB | 4 NOS | 8000 | 32000 | 2019-04-12 | 920685216 | 10 | 2019-03-13
1002067351 | 227-CRM - Electrical Maintenance | 121461-R K Sachan | 2019-03-14 | RO | 2 | 12 POLE MALE CONNECTOR | 1106A0068 | M | 222 | 40 | CRE1 | 101 | NB | 250 NOS | 148 | 37000 | 2019-04-13 | 4404288207 | 10 | 2019-03-14
1002067442 | 227-CRM - Electrical Maintenance | 121461-R K Sachan | 2019-03-14 | PR | 1 | FUSE;GLASS1A230V10ANO5 X 20MMAC | 5748A0771 | M | 225 | 40 | CRE1 | 104 | NB | 500 NOS | 2 | 1000 | 2019-04-04 | 920685525 | 10 | 2019-03-14
1002067442 | 227-CRM - Electrical Maintenance | 121461-R K Sachan | 2019-03-14 | PR | 2 | FUSE;GLASS2A230V10ANO5 X 20MMAC | 5748A0772 | M | 225 | 40 | CRE1 | 104 | NB | 500 NOS | 2 | 1000 | 2019-04-04 | 920685525 | 20 | 2019-03-14
1002067442 | 227-CRM - Electrical Maintenance | 121461-R K Sachan | 2019-03-14 | PR | 3 | FUSE;GLASS0.5A230V10ANO5 X 20MMAC | 5748A0773 | M | 225 | 40 | CRE1 | 104 | NB | 500 NOS | 4 | 2000 | 2019-04-04 | 920685525 | 30 | 2019-03-14
1002067442 | 227-CRM - Electrical Maintenance | 121461-R K Sachan | 2019-03-14 | PR | 4 | FUSE;GLASS5A230V10ANO5 X 20MMAC | 5748A0774 | M | 225 | 40 | CRE1 | 104 | NB | 500 NOS | 3 | 1500 | 2019-04-04 | 920685525 | 40 | 2019-03-14
1002067463 | 227-CRM - Electrical Maintenance | 121461-R K Sachan | 2019-03-14 | PR | 1 | AC MOTR;2.2KW415 +/- 10%VSQUIRREL CAGE | 5900A1062 | M | 230 | 40 | CRE1 | 104 | NB | 1 NOS | 10000 | 10000 | 2019-04-13 | 920685601 | 10 | 2019-03-14
1002067494 | 227-CRM - Electrical Maintenance | 121461-R K Sachan | 2019-03-14 | PR | 1 | PUSH BTTN;ILLUMINATEDREDSCHNEIDER | 5772A0068 | M | 234 | 40 | CRE1 | 104 | NB | 75 NOS | 312.7 | 23452.5 | 2019-04-13 | 920685522 | 10 | 2019-03-14
1002067494 | 227-CRM - Electrical Maintenance | 121461-R K Sachan | 2019-03-14 | PR | 2 | PUSH BTTN;ILLUMINATEDGREENSCHNEIDER | 5772A0069 | M | 234 | 40 | CRE1 | 104 | NB | 75 NOS | 312.7 | 23452.5 | 2019-04-13 | 920685522 | 20 | 2019-03-14
1002067530 | 227-CRM - Electrical Maintenance | 121461-R K Sachan | 2019-03-14 | PR | 1 | PUSH BTN;ILLUMINATED PUSH BUTTON GREEN | 5772A0182 | M | 234 | 40 | CRE1 | 104 | NB | 30 NOS | 1600 | 48000 | 2019-04-13 | 920685531 | 10 | 2019-03-14
1002067867 | 227-CRM - Electrical Maintenance | 121461-R K Sachan | 2019-03-14 | PR | 1 | ELECT BOX;JUNCTION BOXUP TO 1.1KVWALL | 5761A0132 | M | 231 | 40 | CRE1 | 104 | NB | 48 NOS | 780 | 37440 | 2019-04-13 | 920686174 | 10 | 2019-03-15
1002067882 | 227-CRM - Electrical Maintenance | 121461-R K Sachan | 2019-03-14 | PR | 1 | RELAY;ELECTRONICTRANSFORMER PROTECTION | 5607A0811 | M | 232 | 40 | CRE1 | 104 | NB | 2 NOS | 14345 | 28690 | 2019-04-28 | 920686176 | 10 | 2019-03-15
1002067891 | 227-CRM - Electrical Maintenance | 121461-R K Sachan | 2019-03-14 | RO | 1 | EL T&M INST | 5189A0089 | M | 235 | 40 | CRE1 | 101 | NB | 2 NOS | 6850 | 13700 | 2019-04-13 | 4404293035 | 10 | 2019-03-15
1002067900 | 227-CRM - Electrical Maintenance | 121461-R K Sachan | 2019-03-14 | PR | 1 | MOBILE MAINTENANCE TROLLEY MOVEABLE TRO | 5819A0074 | M | 295 | 40 | CRE1 | 104 | NB | 1 NOS | 25000 | 25000 | 2019-04-13 | 920686175 | 10 | 2019-03-15
1002067909 | 227-CRM - Electrical Maintenance | 121461-R K Sachan | 2019-03-14 | PR | 1 | IND LAMP;YELLOW 240 VACINDICATION LA | 5868A0185 | M | 229 | 40 | CRE1 | 101 | NB | 25 NOS | 2000 | 50000 | 2019-04-13 | 920705874 | 10 | 2019-05-02
1002067909 | 227-CRM - Electrical Maintenance | 121461-R K Sachan | 2019-03-14 | PR | 2 | IND LAMP;GREEN 240 VACINDICATION LAM | 5868A0186 | M | 229 | 40 | CRE1 | 101 | NB | 25 NOS | 2000 | 50000 | 2019-04-13 | 920705874 | 20 | 2019-05-02
1002067909 | 227-CRM - Electrical Maintenance | 121461-R K Sachan | 2019-03-14 | PR | 3 | IND LAMP;RED 240 VACINDICATION LAMP | 5868A0187 | M | 229 | 40 | CRE1 | 101 | NB | 25 NOS | 2000 | 50000 | 2019-04-13 | 920705874 | 30 | 2019-05-02
1002067920 | 227-CRM - Electrical Maintenance | 121461-R K Sachan | 2019-03-14 | PR | 1 | IND LAMP;RED 110 VINDICATION LAMP | 5868A0189 | M | 229 | 40 | CRE1 | 104 | NB | 20 NOS | 4000 | 80000 | 2019-04-13 | 920705877 | 10 | 2019-05-02
1002067950 | 227-CRM - Electrical Maintenance | 121461-R K Sachan | 2019-03-14 | PR | 1 | AC MOTR;7.5KW415 V AC +10/-15% | 5900A0916 | M | 230 | 40 | CRE1 | 104 | NB | 3 NOS | 16000 | 48000 | 2019-05-13 | 920686173 | 10 | 2019-03-15
1002069226 | 227-CRM - Electrical Maintenance | 121461-R K Sachan | 2019-03-16 | PR | 1 | CARD VERTIV ENERGY PRIVATE LIMITED 100 | 5571A0021 | M | 240 | 40 | CRE1 | 104 | NB | 1 NOS | 16000 | 16000 | 2019-04-02 | 920687363 | 10 | 2019-03-18
1002070256 | 227-CRM - Electrical Maintenance | 504850-ANOOP RADHEYSHYAM PANDEY | 2019-03-18 | PR | 1 | AC MOTR;0.18 KW415 +/- 10% VSQUIRREL CAG | 5900A2562 | M | 230 | 40 | CRE1 | 104 | NB | 2 NOS | 15000 | 30000 | 2019-05-17 | 920688957 | 10 | 2019-03-22
1002071676 | 227-CRM - Electrical Maintenance | 504850-ANOOP RADHEYSHYAM PANDEY | 2019-03-20 | PR | 1 | FUSE 1A TOSHIBA CORPORATION JAPAN FOR | 5850A0078 | M | 225 | 40 | CRE1 | 107 | NP | 10 NOS | 3500 | 35000 | 2019-04-04 | 970270842 | 10 | 2019-08-09
1002071676 | 227-CRM - Electrical Maintenance | 504850-ANOOP RADHEYSHYAM PANDEY | 2019-03-20 | PR | 2 | FUSE 30A TOSHIBA CORPORATION JAPAN FOR | 5850A0079 | M | 225 | 40 | CRE1 | 107 | NP | 10 NOS | 4800 | 48000 | 2019-04-04 | 970270842 | 20 | 2019-08-09
1002071682 | 227-CRM - Electrical Maintenance | 504850-ANOOP RADHEYSHYAM PANDEY | 2019-03-20 | PR | 1 | WIRELESS REMOTE OF EOT CRANE HYPRO6 REC | 5540A1623 | M | 240 | 40 | CRE1 | 101 | NP | 1 NOS | 38000 | 38000 | 2019-04-19 | 970270850 | 10 | 2019-08-09
1002071682 | 227-CRM - Electrical Maintenance | 504850-ANOOP RADHEYSHYAM PANDEY | 2019-03-20 | PR | 2 | WIRELESS REMOTE OF EOT CRANE HPRO6 TRAN | 5540A1624 | M | 240 | 40 | CRE1 | 101 | NP | 1 NOS | 38000 | 38000 | 2019-04-19 | 970270850 | 20 | 2019-08-09
1002071682 | 227-CRM - Electrical Maintenance | 504850-ANOOP RADHEYSHYAM PANDEY | 2019-03-20 | PR | 3 | WIRELESS REMOTE OF EOT CRANE HYPRO6 REC | 5540A1625 | M | 240 | 40 | CRE1 | 101 | NP | 1 NOS | 42000 | 42000 | 2019-04-19 | 970270850 | 30 | 2019-08-09
1002071693 | 227-CRM - Electrical Maintenance | 504850-ANOOP RADHEYSHYAM PANDEY | 2019-03-20 | PR | 1 | SPL SEALING MATRL | 5798A0690 | M | 279 | 40 | CRE1 | 104 | NP | 10 NOS | 4100 | 41000 | 2019-04-19 | 970260758 | 10 | 2019-05-31
1002071693 | 227-CRM - Electrical Maintenance | 504850-ANOOP RADHEYSHYAM PANDEY | 2019-03-20 | PR | 2 | SPL SEALING MATRL | 5798A0700 | M | 279 | 40 | CRE1 | 104 | NP | 10 NOS | 3100 | 31000 | 2019-04-19 | 970260758 | 20 | 2019-05-31
1002071704 | 227-CRM - Electrical Maintenance | 504850-ANOOP RADHEYSHYAM PANDEY | 2019-03-20 | RO | 1 | N/W PASSIVE DEVICE CAT 6 CABLE | 6006A0001 | M | 212 | 40 | CRE1 | 121 | NB | 1 RLL | 5813 | 5813 | 2019-04-19 | 4404315534 | 10 | 2019-03-21
1002071704 | 227-CRM - Electrical Maintenance | 504850-ANOOP RADHEYSHYAM PANDEY | 2019-03-20 | RO | 2 | SWTCH NTWRK;1000MBPS81000 MBPS FIBER | 5437A0016 | M | 212 | 40 | CRE1 | 121 | NB | 1 NOS | 39666 | 39666 | 2019-04-19 | 4404315534 | 20 | 2019-03-21
1002071731 | 227-CRM - Electrical Maintenance | 504850-ANOOP RADHEYSHYAM PANDEY | 2019-03-20 | PR | 1 | ULTRASONIC CLAMP ON FLOW METER FD-Q50C | 5243A6550 | M | 255 | 40 | CRE1 | 100 | NP | 2 SET | 95000 | 190000 | 2019-04-19 | 970260748 | 10 | 2019-05-31
1002071731 | 227-CRM - Electrical Maintenance | 504850-ANOOP RADHEYSHYAM PANDEY | 2019-03-20 | PR | 2 | ULTRASONIC CLAMP ON FLOW METER FD-Q32C | 5243A6551 | M | 255 | 40 | CRE1 | 100 | NP | 2 SET | 76000 | 152000 | 2019-04-19 | 970260748 | 20 | 2019-05-31
1002071731 | 227-CRM - Electrical Maintenance | 504850-ANOOP RADHEYSHYAM PANDEY | 2019-03-20 | PR | 3 | ULTRASONIC CLAMP ON FLOW METER FD-Q20C | 5243A6552 | M | 255 | 40 | CRE1 | 100 | NP | 5 SET | 50000 | 250000 | 2019-04-19 | 970260748 | 30 | 2019-05-31
1002074520 | 227-CRM - Electrical Maintenance | 504850-ANOOP RADHEYSHYAM PANDEY | 2019-03-26 | PR | 2 | FLD SNSR;ANALOGUE PROXIMITY SENSOR CONT | 5700A0915 | M | 256 | 40 | CRE1 | 104 | NP | 3 NOS | 20000 | 60000 | 2019-04-25 | 970260756 | 10 | 2019-05-31
1002074677 | 227-CRM - Electrical Maintenance | 149329-RAVI SHEKHAR | 2019-03-26 | RO | 1 | Art PaperDigitalsinglesideupto 50 nos | 0291A6502 | M | 274 | 40 | CR01 | 133 | NB | 1400 NOS | 2.15 | 3010 | 2019-03-26 | 4404339844 | 10 | 2019-03-27
1002074677 | 227-CRM - Electrical Maintenance | 149329-RAVI SHEKHAR | 2019-03-26 | RO | 2 | ArtPaper4ColorDigitaldoubleupto50 | 0291A6529 | M | 274 | 40 | CRMO | 133 | NB | 1150 NOS | 13 | 14950 | 2019-03-26 | 4404339844 | 20 | 2019-03-27
1002074677 | 227-CRM - Electrical Maintenance | 149329-RAVI SHEKHAR | 2019-03-26 | RO | 3 | RegisterRexine with cloth(8x13) | 0299A0458 | M | 277 | 40 | CRE1 | 133 | NB | 6 NOS | 23 | 138 | 2019-03-26 | 4404339844 | 30 | 2019-03-27
1002074677 | 227-CRM - Electrical Maintenance | 149329-RAVI SHEKHAR | 2019-03-26 | RO | 4 | RegisterRexine with cloth (10x15) | 0299A0459 | M | 277 | 40 | CRMO | 133 | NB | 10 NOS | 22 | 220 | 2019-03-26 | 4404339844 | 40 | 2019-03-27
1002075295 | 227-CRM - Electrical Maintenance | 504850-ANOOP RADHEYSHYAM PANDEY | 2019-03-27 | RO | 3 | UNIVERSAL RAIL MOUNTING TERMINAL4 SQMM | 1106A0202 | M | 222 | 40 | CRE1 | 101 | NB | 300 NOS | 11.97 | 3591 | 2019-04-04 | 4404339779 | 10 | 2019-03-27
1002075295 | 227-CRM - Electrical Maintenance | 504850-ANOOP RADHEYSHYAM PANDEY | 2019-03-27 | RO | 4 | UNIVERSAL RAIL MOUNTING TERMINAL6 SQMM | 1106A0203 | M | 222 | 40 | CRE1 | 101 | NB | 500 NOS | 12.73 | 6365 | 2019-04-04 | 4404339779 | 20 | 2019-03-27
1002075295 | 227-CRM - Electrical Maintenance | 504850-ANOOP RADHEYSHYAM PANDEY | 2019-03-27 | RO | 6 | UNIVERSAL RAIL MOUNTING TERMINAL10SQMM | 1106A0204 | M | 222 | 40 | CRE1 | 101 | NB | 500 NOS | 15.13 | 7565 | 2019-04-04 | 4404339779 | 30 | 2019-03-27
1002076109 | 227-CRM - Electrical Maintenance | 153574-Pankaj Kumar | 2019-03-27 | PR | 1 | SPL INST;TEMPERATURE STICKER TEMPERATUR | 6049A0066 | M | 256 | 40 | CRE1 | 104 | NB | 1000 NOS | 42 | 42000 | 2019-04-26 | 920691026 | 10 | 2019-03-27
1002076122 | 227-CRM - Electrical Maintenance | 153574-Pankaj Kumar | 2019-03-27 | PR | 1 | HCKSAW BLD;150 MM,HIGH SPEED STEEL ,6. | 5237A0027 | M | 295 | 40 | CRE1 | 104 | NB | 100 NOS | 16 | 1600 | 2019-04-02 | 920691034 | 10 | 2019-03-27
1002076122 | 227-CRM - Electrical Maintenance | 153574-Pankaj Kumar | 2019-03-27 | PR | 2 | HCKSAW;MANUAL ,D ,STEEL ,150 MM,BI-M | 5247A0003 | M | 295 | 40 | CRE1 | 104 | NB | 5 NOS | 100 | 500 | 2019-04-02 | 920691034 | 20 | 2019-03-27
1002076665 | 227-CRM - Electrical Maintenance | 198458-ANUPAM ANAND DUBEY | 2019-03-28 | PR | 1 | BRKE ACC;BRAKE SHOE WITH LINERBCHBCH | 5521A0210 | M | 237 | 40 | CRE1 | 104 | NP | 4 PAA | 5940 | 23760 | 2019-04-27 | 970260713 | 10 | 2019-05-31
1002077034 | 227-CRM - Electrical Maintenance | 153574-Pankaj Kumar | 2019-03-28 | PR | 1 | CTRL TRF;0.15 KVATHREE DRY 415 V | 5506A0121 | M | 236 | 40 | CRE1 | 104 | NB | 10 NOS | 3200 | 32000 | 2019-04-26 | 920691718 | 10 | 2019-03-29
1002077081 | 227-CRM - Electrical Maintenance | 153574-Pankaj Kumar | 2019-03-28 | PR | 1 | PUSH BTTN;ILLUMINATEDREDSCHNEIDER | 5772A0068 | M | 234 | 40 | CRE1 | 104 | NB | 75 NOS | 313 | 23475 | 2019-04-18 | 920691727 | 10 | 2019-03-29
1002077081 | 227-CRM - Electrical Maintenance | 153574-Pankaj Kumar | 2019-03-28 | PR | 2 | PUSH BTTN;ILLUMINATEDGREENSCHNEIDER | 5772A0069 | M | 234 | 40 | CRE1 | 104 | NB | 75 NOS | 313 | 23475 | 2019-04-18 | 920691727 | 20 | 2019-03-29
1002077552 | 227-CRM - Electrical Maintenance | 504850-ANOOP RADHEYSHYAM PANDEY | 2019-03-29 | PR | 1 | WHEELED WASTE BINS BLACKRWB120L1 | 5789A0158 | M | 276 | 40 | CRE1 | 104 | NB | 5 NOS | 3000 | 15000 | 2019-04-28 | 920697090 | 10 | 2019-04-11
1002077871 | 227-CRM - Electrical Maintenance | 153574-Pankaj Kumar | 2019-03-29 | PR | 2 | ED USER COM SPRBLACK ON WHITE TAPE CART | 5309A0030 | M | 212 | 40 | CRE1 | 121 | NB | 4 NOS | 1500 | 6000 | 2019-04-28 | 920693271 | 10 | 2019-04-02
1002077879 | 227-CRM - Electrical Maintenance | 153574-Pankaj Kumar | 2019-03-29 | RO | 1 | TEST LEAD SET. | 0513A0436 | M | 235 | 40 | CRE1 | 101 | NB | 10 NOS | 1475 | 14750 | 2019-04-11 | 4404363301 | 10 | 2019-04-02
1002077882 | 227-CRM - Electrical Maintenance | 153574-Pankaj Kumar | 2019-03-29 | RO | 1 | UNIVERSAL RAIL MOUNTING TERMINAL 2.5SQMM | 1106A0201 | M | 222 | 40 | CRE1 | 101 | NB | 400 NOS | 10.64 | 4256 | 2019-04-11 | 4404359759 | 10 | 2019-04-01
1002078339 | 227-CRM - Electrical Maintenance | 198458-ANUPAM ANAND DUBEY | 2019-03-30 | PR | 1 | INDICATOR;4-20MA7 SEGMENT DISPLAY | 5657A0032 | M | 240 | 40 | CRE1 | 104 | NB | 5 NOS | 1300 | 6500 | 2019-04-30 | 920702870 | 10 | 2019-04-25
1002078344 | 227-CRM - Electrical Maintenance | 198458-ANUPAM ANAND DUBEY | 2019-03-30 | PR | 3 | HND OPTD TRLY;200 KGMANUAL BALL BEARIN | 6036A0026 | M | 258 | 40 | CRE1 | 104 | NB | 2 NOS | 11871.96 | 23743.92 | 2019-04-29 | 920702643 | 10 | 2019-04-24
1002078628 | 227-CRM - Electrical Maintenance | 121461-R K Sachan | 2019-04-01 | PR | 1 | BATTERYSMFUPS12V65AMHBOLT-ON50-CN | 5537A0027 | M | 221 | 40 | CRE1 | 101 | NB | 68 NOS | 4500 | 306000 | 2019-04-30 | 920705876 | 10 | 2019-05-02
1002079863 | 227-CRM - Electrical Maintenance | 119449-Swapan K Das | 2019-04-02 | PR | 1 | PRESSURE GAUGE WIKA 233.50.100_990.27_ | 6124A0171 | M | 256 | 40 | CRE1 | 104 | NP | 2 NOS | 45000 | 90000 | 2019-04-02 | 970292767 | 10 | 2020-01-16
1002080183 | 227-CRM - Electrical Maintenance | 504850-ANOOP RADHEYSHYAM PANDEY | 2019-04-02 | RO | 3 | CHAIN BLOCK;3TON4M28KGHOOKHEAVYYES | 5856A0030 | M | 258 | 40 | CR01 | 100 | NB | 2 NOS | 21097.5 | 42195 | 2019-06-16 | 4404417815 | 10 | 2019-04-16
1002080655 | 227-CRM - Electrical Maintenance | 149329-RAVI SHEKHAR | 2019-04-03 | PR | 2 | CNVRTR ELTRNC;FREQUENCY CONVERTER | 5610A0030 | M | 239 | 40 | CRE1 | 104 | NP | 2 NOS | 16000 | 32000 | 2019-05-10 | 970256065 | 10 | 2019-04-29
1002080720 | 227-CRM - Electrical Maintenance | 121461-R K Sachan | 2019-04-03 | PR | 1 | WELDER PROTOCOL CONVERTER WITH FC RE | 5540A1621 | M | 240 | 40 | CRE1 | 107 | NP | 1 NOS | 72763.2 | 72763.2 | 2019-05-03 | 970267766 | 10 | 2019-07-19
1002081867 | 227-CRM - Electrical Maintenance | 504850-ANOOP RADHEYSHYAM PANDEY | 2019-04-05 | PR | 1 | SPL MOTR;MOTOR WITH CYLINDER UNIT COSMI | 5924A0598 | M | 230 | 40 | CRE1 | 107 | NP | 1 NOS | 90000 | 90000 | 2019-05-05 | 970261123 | 10 | 2019-06-03
1002081868 | 227-CRM - Electrical Maintenance | 504850-ANOOP RADHEYSHYAM PANDEY | 2019-04-05 | PR | 1 | CABLE ACCESSORIES;220 KVCABLE JOINTING | 6122A0022 | M | 222 | 40 | CRE1 | 104 | NP | 5 NOS | 4400 | 22000 | 2019-05-05 | 970284563 | 10 | 2019-11-19
1002083915 | 227-CRM - Electrical Maintenance | 149329-RAVI SHEKHAR | 2019-04-09 | RO | 1 | COMTR SPR;STEREO SPEAKER SETLOGITECH | 5309A0452 | M | 212 | 40 | CRE1 | 121 | NB | 5 SET | 577 | 2885 | 2019-04-29 | 4404390435 | 10 | 2019-04-09
1002083930 | 227-CRM - Electrical Maintenance | 121461-R K Sachan | 2019-04-09 | PR | 2 | EDIBLE;GLUCON D500 GMS PACKET | 5733A0001 | M | 218 | 40 | CR01 | 104 | NB | 25 PAK | 75 | 1875 | 2019-05-09 | 920696613 | 10 | 2019-04-10
1002083930 | 227-CRM - Electrical Maintenance | 121461-R K Sachan | 2019-04-09 | PR | 3 | ORS POWDER SACHETS OF 21 GMS. NOS | 5733A0083 | M | 218 | 40 | CRE1 | 104 | NB | 250 PAK | 4.19 | 1047.5 | 2019-05-09 | 920696613 | 20 | 2019-04-10
1002084835 | 227-CRM - Electrical Maintenance | 153574-Pankaj Kumar | 2019-04-09 | PR | 1 | LADDER FOLDABLE 6 FTFIBRE REINFORC | 5819A0067 | M | 295 | 40 | CRE1 | 104 | NB | 2 NOS | 17000 | 34000 | 2019-04-30 | 920702436 | 10 | 2019-04-24
1002084835 | 227-CRM - Electrical Maintenance | 153574-Pankaj Kumar | 2019-04-09 | PR | 2 | LADDER FOLDABLE 8 FTFIBRE REINFORC | 5819A0068 | M | 295 | 40 | CRE1 | 104 | NB | 2 NOS | 19000 | 38000 | 2019-04-30 | 920702436 | 20 | 2019-04-24
1002084838 | 227-CRM - Electrical Maintenance | 153574-Pankaj Kumar | 2019-04-09 | PR | 1 | LUMR;WELL GLASS29WAC140 - 270VNO | 6093A0014 | M | 229 | 40 | CRE1 | 101 | NB | 150 NOS | 1000 | 150000 | 2019-05-09 | 920710319 | 10 | 2019-05-13
1002084838 | 227-CRM - Electrical Maintenance | 153574-Pankaj Kumar | 2019-04-09 | PR | 2 | LUMR;TUBE T813WAC140 - 270VNOYES | 6093A0023 | M | 229 | 40 | CRE1 | 101 | NB | 250 NOS | 175 | 43750 | 2019-05-09 | 920710319 | 20 | 2019-05-13
1002084864 | 227-CRM - Electrical Maintenance | 153574-Pankaj Kumar | 2019-04-09 | PR | 1 | LT CBL;31.5MM2COPPERPVC | 5717A0324 | M | 222 | 40 | CRE1 | 104 | NB | 300 M | 33 | 9900 | 2019-04-30 | 920696586 | 10 | 2019-04-10
1002085560 | 227-CRM - Electrical Maintenance | 164181-RAVI KARAN | 2019-04-10 | PR | 2 | LT CBL;1 50 MM2COPPER HEAT RESISTI | 5717A0709 | M | 222 | 40 | CRE1 | 101 | NB | 400 M | 450 | 180000 | 2019-05-10 | 920705882 | 10 | 2019-05-02
1002085560 | 227-CRM - Electrical Maintenance | 164181-RAVI KARAN | 2019-04-10 | PR | 3 | LT CBL;1 70 MM2COPPER HEAT RESISTI | 5717A0710 | M | 222 | 40 | CRE1 | 101 | NB | 400 M | 600 | 240000 | 2019-05-10 | 920705882 | 20 | 2019-05-02
1002085819 | 227-CRM - Electrical Maintenance | 153574-Pankaj Kumar | 2019-04-10 | PR | 1 | LAB ACCS;ANTI-STATIC BAG-ELECTRONIC LAB | 5959A0420 | M | 240 | 40 | CRE1 | 104 | NB | 100 NOS | 30.3 | 3030 | 2019-05-10 | 920697460 | 10 | 2019-04-12
1002085819 | 227-CRM - Electrical Maintenance | 153574-Pankaj Kumar | 2019-04-10 | PR | 2 | LAB ACCS;ANTI-STATIC BAG-ELECTRONIC LAB | 5959A0421 | M | 240 | 40 | CRE1 | 104 | NB | 100 NOS | 110 | 11000 | 2019-05-10 | 920697460 | 20 | 2019-04-12
1002085819 | 227-CRM - Electrical Maintenance | 153574-Pankaj Kumar | 2019-04-10 | PR | 3 | LAB ACCS;ANTI-STATIC BAG-ELECTRONIC LAB | 5959A0422 | M | 240 | 40 | CRE1 | 104 | NB | 100 NOS | 44.44 | 4444 | 2019-05-10 | 920697460 | 30 | 2019-04-12
1002086063 | 227-CRM - Electrical Maintenance | 504850-ANOOP RADHEYSHYAM PANDEY | 2019-04-11 | PR | 1 | SAFE;LV ARC FLASH JACKETSBLUE | 5854A0023 | M | 290 | 40 | CR85 | 104 | NB | 3 NOS | 900 | 2700 | 2019-04-11 | 920697075 | 10 | 2019-04-11
1002086350 | 227-CRM - Electrical Maintenance | 504850-ANOOP RADHEYSHYAM PANDEY | 2019-04-11 | PR | 1 | RELAY;ELECTRONICTRANSFORMER PROTECTION | 5607A0811 | M | 232 | 40 | CRE1 | 104 | NP | 2 NOS | 14345 | 28690 | 2019-04-11 | 970270835 | 10 | 2019-08-09
1002087268 | 227-CRM - Electrical Maintenance | 121461-R K Sachan | 2019-04-12 | PR | 1 | TORQUE WRENCH 1/2 IN35 NM292 MM1 | 5970A0025 | M | 295 | 40 | CRE1 | 104 | NB | 1 NOS | 84000 | 84000 | 2019-04-30 | 920705899 | 10 | 2019-05-02
1002087598 | 227-CRM - Electrical Maintenance | 198458-ANUPAM ANAND DUBEY | 2019-04-12 | RO | 1 | CAT 6 Patch Cord - 2 Mtr | 1304A0495 | M | 212 | 40 | CRE1 | 121 | NB | 5 NOS | 140 | 700 | 2019-04-23 | 4404424607 | 10 | 2019-04-18
1002087598 | 227-CRM - Electrical Maintenance | 198458-ANUPAM ANAND DUBEY | 2019-04-12 | RO | 2 | CAT 6 Patch Cord - 15 Mtr | 1304A0497 | M | 212 | 40 | CRE1 | 121 | NB | 5 NOS | 945 | 4725 | 2019-04-23 | 4404424607 | 20 | 2019-04-18
1002087598 | 227-CRM - Electrical Maintenance | 198458-ANUPAM ANAND DUBEY | 2019-04-12 | RO | 3 | DCS SPRFL CAT6 PATCHPHOENIXPART NO : | 5584A0006 | M | 240 | 40 | CRE1 | 101 | NB | 3 NOS | 3296 | 9888 | 2019-04-23 | 4404424606 | 10 | 2019-04-18
1002087598 | 227-CRM - Electrical Maintenance | 198458-ANUPAM ANAND DUBEY | 2019-04-12 | RO | 4 | DCS SPRFL CAT6 PATCHPHOENIXPART NO : | 5584A0007 | M | 240 | 40 | CRE1 | 101 | NB | 5 NOS | 2074 | 10370 | 2019-04-23 | 4404424606 | 20 | 2019-04-18
1002088253 | 227-CRM - Electrical Maintenance | 504850-ANOOP RADHEYSHYAM PANDEY | 2019-04-15 | PR | 1 | PR SWTCH;SWITCH1 TO 10BAR | 5499A0197 | M | 256 | 40 | CRE1 | 104 | NP | 5 NOS | 3000 | 15000 | 2019-05-15 | 970270833 | 10 | 2019-08-09
1002088253 | 227-CRM - Electrical Maintenance | 504850-ANOOP RADHEYSHYAM PANDEY | 2019-04-15 | PR | 2 | PRESSURE SWITCH INDFOS B424S/0.24.0KG/ | 6124A0032 | M | 256 | 40 | CRE1 | 104 | NP | 1 NOS | 3960.69 | 3960.69 | 2019-05-15 | 970270833 | 20 | 2019-08-09
1002088486 | 227-CRM - Electrical Maintenance | 504850-ANOOP RADHEYSHYAM PANDEY | 2019-04-15 | PR | 1 | BIMETAL HSS HOLE SAW CUTTER KDC15061-N | 5766A0432 | M | 295 | 40 | CRE1 | 104 | NP | 1 NOS | 18000 | 18000 | 2019-05-15 | 970284558 | 10 | 2019-11-19
1002088760 | 227-CRM - Electrical Maintenance | 121461-R K Sachan | 2019-04-15 | PR | 1 | LT CBL;1 PVC-ST2-FRLSH COPPER 35 | 5717A0885 | M | 222 | 40 | CRE1 | 101 | NB | 200 M | 350 | 70000 | 2019-05-15 | 920705879 | 10 | 2019-05-02
1002088760 | 227-CRM - Electrical Maintenance | 121461-R K Sachan | 2019-04-15 | PR | 2 | LT CBL;1 PVC-ST2-FRLSH COPPER .16 | 5717A0899 | M | 222 | 40 | CRE1 | 101 | NB | 500 M | 250 | 125000 | 2019-05-15 | 920705879 | 20 | 2019-05-02
1002089005 | 227-CRM - Electrical Maintenance | 149329-RAVI SHEKHAR | 2019-04-16 | PR | 1 | HEATR;GALVANNEALING OF CR SHEET STRIP | 5545A0060 | M | 226 | 40 | CRE1 | 133 | NP | 4 NOS | 250000 | 1000000 | 2019-06-15 | 970256060 | 10 | 2019-04-29
1002089074 | 227-CRM - Electrical Maintenance | 149329-RAVI SHEKHAR | 2019-04-16 | PR | 1 | SPL INST;THICKNESS MEAS. OF ROLL COATER | 6049A0122 | M | 256 | 40 | CRE1 | 101 | NP | 1 SET | 300000 | 300000 | 2019-06-15 | 970256054 | 10 | 2019-04-29
1002089132 | 227-CRM - Electrical Maintenance | 149329-RAVI SHEKHAR | 2019-04-16 | PR | 1 | TE CORE AND COIL ASSEMBLIES AJAX TOCCO | 5525A0102 | M | 226 | 40 | CRE1 | 133 | NP | 2 NOS | 2800000 | 5600000 | 2019-06-15 | 970264772 | 10 | 2019-06-28
1002089620 | 227-CRM - Electrical Maintenance | 121461-R K Sachan | 2019-04-16 | PR | 1 | FLD SNSR;HUMIDITY TRANSMITTER TESTO | 5700A0847 | M | 256 | 40 | CRE1 | 104 | NP | 4 NOS | 20000 | 80000 | 2019-04-30 | 970265763 | 10 | 2019-07-05
1002089620 | 227-CRM - Electrical Maintenance | 121461-R K Sachan | 2019-04-16 | PR | 2 | INST SPR;HUMUDITY PROBETESTO | 5956A1139 | M | 256 | 40 | CRE1 | 104 | NP | 4 NOS | 4500 | 18000 | 2019-04-30 | 970265763 | 20 | 2019-07-05
1002089641 | 227-CRM - Electrical Maintenance | 149329-RAVI SHEKHAR | 2019-04-16 | PR | 1 | FURNACE SPARE | 6019A0001 | M | 211 | 40 | CRE1 | 133 | NP | 3 NOS | 26000 | 78000 | 2019-05-16 | 970256055 | 10 | 2019-04-29
1002089641 | 227-CRM - Electrical Maintenance | 149329-RAVI SHEKHAR | 2019-04-16 | PR | 2 | FURNACE SPARE | 6019A0002 | M | 211 | 40 | CRE1 | 133 | NP | 6 NOS | 67223.1 | 403338.6 | 2019-05-16 | 970256055 | 20 | 2019-04-29
1002091512 | 227-CRM - Electrical Maintenance | 121461-R K Sachan | 2019-04-19 | PR | 1 | SPL LGHT;RECHARGEABLE EMERGENCY LAMP Y | 5684A0147 | M | 229 | 40 | CRE1 | 104 | NB | 5 NOS | 18000 | 90000 | 2019-05-19 | 920705878 | 10 | 2019-05-02
1002091561 | 227-CRM - Electrical Maintenance | 121461-R K Sachan | 2019-04-19 | PR | 1 | PR TRNTR;HART TYPE 0-150 MBARDIFFEREN | 5496A0449 | M | 256 | 40 | CRE1 | 104 | NB | 1 NOS | 40000 | 40000 | 2019-05-19 | 920702135 | 10 | 2019-04-23
1002091576 | 227-CRM - Electrical Maintenance | 121461-R K Sachan | 2019-04-19 | PR | 1 | RTD;SIMPLEX PT100 3WIRE +/-0.05 % | 5649A0204 | M | 256 | 40 | CRE1 | 104 | NB | 20 NOS | 1000 | 20000 | 2019-05-19 | 920701534 | 10 | 2019-04-22
1002092621 | 227-CRM - Electrical Maintenance | 154844-JEEVAN JYOTI JENA | 2019-04-21 | PR | 1 | PROCESSOR BACKUP BATTERY HONEYWELL TC- | 5584A0177 | M | 240 | 40 | CRE1 | 104 | NP | 3 NOS | 4000 | 12000 | 2019-05-21 | 970264537 | 10 | 2019-06-26
1002093297 | 227-CRM - Electrical Maintenance | 149329-RAVI SHEKHAR | 2019-04-22 | PR | 1 | AC MOTR;5.5 KW415 +/- 10% VSQUIRREL CAGE | 5900A2565 | M | 230 | 40 | CRE1 | 101 | NB | 1 NOS | 25000 | 25000 | 2019-06-21 | 920702414 | 10 | 2019-04-24
1002093297 | 227-CRM - Electrical Maintenance | 149329-RAVI SHEKHAR | 2019-04-22 | PR | 2 | AC MOTR;0.55 KW415 +/- 10% VSQUIRREL CAG | 5900A2567 | M | 230 | 40 | CRE1 | 101 | NB | 1 NOS | 7200 | 7200 | 2019-06-21 | 920702414 | 20 | 2019-04-24
1002093297 | 227-CRM - Electrical Maintenance | 149329-RAVI SHEKHAR | 2019-04-22 | PR | 3 | AC MOTR;7.5 KW415 +/- 10% VSQUIRREL CAGE | 5900A2568 | M | 230 | 40 | CRE1 | 101 | NB | 1 NOS | 24300 | 24300 | 2019-06-21 | 920702414 | 30 | 2019-04-24
1002093297 | 227-CRM - Electrical Maintenance | 149329-RAVI SHEKHAR | 2019-04-22 | PR | 4 | AC MOTR;15 KW415 +/- 10% VSQUIRREL CAGE | 5900A2569 | M | 230 | 40 | CRE1 | 101 | NB | 1 NOS | 52100 | 52100 | 2019-06-21 | 920702414 | 40 | 2019-04-24
1002093297 | 227-CRM - Electrical Maintenance | 149329-RAVI SHEKHAR | 2019-04-22 | PR | 5 | AC MOTR;2.2 KW415 +/- 10% VSQUIRREL CAGE | 5900A2570 | M | 230 | 40 | CRE1 | 101 | NB | 1 NOS | 12400 | 12400 | 2019-06-21 | 920702414 | 50 | 2019-04-24
1002093297 | 227-CRM - Electrical Maintenance | 149329-RAVI SHEKHAR | 2019-04-22 | PR | 6 | AC MOTR;4 KW415 +/- 10% VSQUIRREL CAGE | 5900A2566 | M | 230 | 40 | CRE1 | 101 | NB | 1 NOS | 25000 | 25000 | 2019-06-21 | 920702414 | 60 | 2019-04-24
1002094032 | 227-CRM - Electrical Maintenance | 121461-R K Sachan | 2019-04-23 | PR | 1 | LT CBL;40.75MM2COPPERPVCPVC1.1KV | 5717A0574 | M | 222 | 40 | CRE1 | 104 | NB | 200 M | 54 | 10800 | 2019-05-15 | 920702136 | 10 | 2019-04-23
1002094065 | 227-CRM - Electrical Maintenance | 121461-R K Sachan | 2019-04-23 | PR | 1 | LT CBL;3.5 PVC-ST2-FRLSH ANNEALED TI | 5717A0898 | M | 222 | 40 | CRE1 | 101 | NB | 300 M | 900 | 270000 | 2019-05-23 | 920705875 | 10 | 2019-05-02
1002094124 | 227-CRM - Electrical Maintenance | 153574-Pankaj Kumar | 2019-04-23 | PR | 1 | SPL INST;ULTRASONIC LEVEL CONTROLLER 1 | 6049A0079 | M | 256 | 40 | CRE1 | 104 | NB | 5 NOS | 18500 | 92500 | 2019-05-23 | 920704452 | 10 | 2019-04-29
1002094135 | 227-CRM - Electrical Maintenance | 153574-Pankaj Kumar | 2019-04-23 | PR | 1 | FLD SNSR;ULTRASONIC LEVEL PEPPERL+FUCH | 5700A0733 | M | 256 | 40 | CRE1 | 101 | NB | 4 NOS | 25113 | 100452 | 2019-05-23 | 920710909 | 10 | 2019-05-14
1002094515 | 227-CRM - Electrical Maintenance | 121461-R K Sachan | 2019-04-24 | PR | 1 | ACB;800 A3 690 VEDO 105 KA50 KA | 5574A0097 | M | 234 | 40 | CRE1 | 101 | NB | 2 NOS | 95000 | 190000 | 2019-05-24 | 920786156 | 10 | 2019-11-14
1002094535 | 227-CRM - Electrical Maintenance | 121461-R K Sachan | 2019-04-24 | PR | 1 | OPTL PHTSNSR;OPTICAL LASER DISTANCE SENS | 5940A0068 | M | 256 | 40 | CRE1 | 104 | NB | 3 NOS | 16000 | 48000 | 2019-05-24 | 920705790 | 10 | 2019-05-02
1002094591 | 227-CRM - Electrical Maintenance | 149329-RAVI SHEKHAR | 2019-04-24 | PR | 1 | INST SPR;PH PROBEBURKERTPH SENSOR | 5956A1495 | M | 256 | 40 | CRE1 | 104 | NP | 1 PCE | 26026.18 | 26026.18 | 2019-05-24 | 970260759 | 10 | 2019-05-31
1002094591 | 227-CRM - Electrical Maintenance | 149329-RAVI SHEKHAR | 2019-04-24 | PR | 2 | PT1000/LIQUID EARTH ROD 4-WIRE BURKERT | 5956A2560 | M | 256 | 40 | CRE1 | 104 | NP | 1 PCE | 3836.14 | 3836.14 | 2019-05-24 | 970260759 | 20 | 2019-05-31
1002094591 | 227-CRM - Electrical Maintenance | 149329-RAVI SHEKHAR | 2019-04-24 | PR | 3 | PT1000/LIQUID EARTH ROD IN SS BURKERT | 5956A2561 | M | 256 | 40 | CRE1 | 104 | NP | 1 PCE | 20002.2 | 20002.2 | 2019-05-24 | 970260759 | 30 | 2019-05-31
1002094591 | 227-CRM - Electrical Maintenance | 149329-RAVI SHEKHAR | 2019-04-24 | PR | 4 | PH/O.R.P COAXIAL CABLE BURKERT UNITROD | 5956A2559 | M | 256 | 40 | CRE1 | 104 | NP | 1 PCE | 11267.8 | 11267.8 | 2019-05-24 | 970260759 | 40 | 2019-05-31
1002094692 | 227-CRM - Electrical Maintenance | 198458-ANUPAM ANAND DUBEY | 2019-04-24 | RO | 2 | SPL CBL;4 PAIR TWISTED SCREENED CABLE | 6045A0094 | M | 222 | 40 | CRE1 | 101 | NB | 300 M | 113 | 33900 | 2019-04-30 | 4404448063 | 10 | 2019-04-24
1002094712 | 227-CRM - Electrical Maintenance | 149329-RAVI SHEKHAR | 2019-04-24 | PR | 1 | CRBN BRS;SA4542 HITACHI CARBN BRUSH WI | 5867A0322 | M | 230 | 40 | CRE1 | 104 | NB | 50 NOS | 1500 | 75000 | 2019-07-23 | 920708431 | 10 | 2019-05-08
1002094712 | 227-CRM - Electrical Maintenance | 149329-RAVI SHEKHAR | 2019-04-24 | PR | 2 | CRBN BRS;SA4542 HITACHI CARBN BRUSH WI | 5867A0323 | M | 230 | 40 | CRE1 | 104 | NB | 20 NOS | 800 | 16000 | 2019-07-23 | 920708431 | 20 | 2019-05-08
1002094785 | 227-CRM - Electrical Maintenance | 153574-Pankaj Kumar | 2019-04-24 | PR | 1 | DOOR LOCK THYSSENKRUPP LIFT THYSSE | 5669A2188 | M | 230 | 40 | CRE1 | 104 | NP | 7 NOS | 4500 | 31500 | 2019-05-24 | 970255646 | 10 | 2019-04-26
1002094817 | 227-CRM - Electrical Maintenance | 153574-Pankaj Kumar | 2019-04-24 | RO | 1 | IP-55POWDER COATED BOX300x300x200 MM | 0088A0154 | M | 222 | 40 | CRE1 | 101 | NB | 5 NOS | 1930 | 9650 | 2019-04-30 | 4404448100 | 10 | 2019-04-24
1002094832 | 227-CRM - Electrical Maintenance | 153574-Pankaj Kumar | 2019-04-24 | PR | 1 | LASER EYE SENSOR BANNER EDGE BAFFLE | 5956A3118 | M | 256 | 40 | CRE1 | 104 | NB | 2 NOS | 20000 | 40000 | 2019-05-24 | 920719750 | 10 | 2019-06-04
1002094911 | 227-CRM - Electrical Maintenance | 121461-R K Sachan | 2019-04-24 | RO | 1 | ECL - OMRON RELAY | 1142A0256 | M | 232 | 40 | CRE1 | 101 | NB | 50 NOS | 210 | 10500 | 2019-06-05 | 4404448592 | 10 | 2019-04-24
1002096879 | 227-CRM - Electrical Maintenance | 121461-R K Sachan | 2019-04-27 | PR | 1 | LT CBL;8 PVC-ST2-FRLSH ANNEALED TINNED | 5717A0901 | M | 222 | 40 | CRE1 | 101 | NB | 400 M | 500 | 200000 | 2019-05-27 | 920726109 | 10 | 2019-06-19
1002097017 | 227-CRM - Electrical Maintenance | 121461-R K Sachan | 2019-04-27 | RO | 1 | EDIBLE;GLUCON D500 GMS PACKET | 5733A0001 | M | 218 | 40 | CR01 | 104 | NB | 25 PAK | 82.29 | 2057.25 | 2019-05-27 | 4404466440 | 10 | 2019-04-29
1002097017 | 227-CRM - Electrical Maintenance | 121461-R K Sachan | 2019-04-27 | RO | 2 | ORS POWDER SACHETS OF 21 GMS. NOS | 5733A0083 | M | 218 | 40 | CRE1 | 133 | NB | 250 PAK | 3.95 | 987.5 | 2019-05-27 | 4404466439 | 10 | 2019-04-29
1002097772 | 227-CRM - Electrical Maintenance | 121461-R K Sachan | 2019-04-29 | PR | 1 | GEAR MOTR;7.5 KW415 V1468 RPMM1 | 5650A0311 | M | 230 | 40 | CRE1 | 101 | NP | 1 NOS | 200000 | 200000 | 2019-05-29 | 970278292 | 10 | 2019-10-04
1002097772 | 227-CRM - Electrical Maintenance | 121461-R K Sachan | 2019-04-29 | PR | 2 | GEAR MOTR;7.5 KW415 V1468 RPMM1 | 5650A0312 | M | 230 | 40 | CRE1 | 101 | NP | 1 NOS | 200000 | 200000 | 2019-05-29 | 970278292 | 20 | 2019-10-04
1002097772 | 227-CRM - Electrical Maintenance | 121461-R K Sachan | 2019-04-29 | PR | 3 | GEAR MOTR;1.5 KW415 V1461 RPMM1 | 5650A0315 | M | 230 | 40 | CRE1 | 101 | NP | 1 NOS | 150000 | 150000 | 2019-05-29 | 970278292 | 30 | 2019-10-04
1002097772 | 227-CRM - Electrical Maintenance | 121461-R K Sachan | 2019-04-29 | PR | 4 | GEAR MOTR;11 KW415 V1473 RPMM1 S | 5650A0318 | M | 230 | 40 | CRE1 | 101 | NP | 1 NOS | 250000 | 250000 | 2019-05-29 | 970278292 | 40 | 2019-10-04
1002097853 | 227-CRM - Electrical Maintenance | 153574-Pankaj Kumar | 2019-04-29 | PR | 1 | IND LAMP;RED 230 VACINDICATION LAMP | 5868A0184 | M | 229 | 40 | CRE1 | 104 | NB | 30 NOS | 600 | 18000 | 2019-05-29 | 920707563 | 10 | 2019-05-06
1002098529 | 227-CRM - Electrical Maintenance | 198458-ANUPAM ANAND DUBEY | 2019-04-30 | RO | 1 | EDIBLE;GLUCON D500 GMS PACKET | 5733A0001 | M | 218 | 40 | CR01 | 104 | NB | 15 PAK | 82.29 | 1234.35 | 2019-05-30 | 4404471750 | 10 | 2019-04-30
1002098529 | 227-CRM - Electrical Maintenance | 198458-ANUPAM ANAND DUBEY | 2019-04-30 | RO | 2 | ORS POWDER SACHETS OF 21 GMS. NOS | 5733A0083 | M | 218 | 40 | CRE1 | 133 | NB | 100 PAK | 3.95 | 395 | 2019-05-30 | 4404471749 | 10 | 2019-04-30
1002099253 | 227-CRM - Electrical Maintenance | 149329-RAVI SHEKHAR | 2019-05-02 | PR | 1 | LAMP;INFRA RED3800WNORMAL415VAC | 5838A0388 | M | 229 | 40 | CRE1 | 101 | NP | 120 NOS | 3691.5 | 442980 | 2019-06-15 | 970260715 | 10 | 2019-05-31
1002099857 | 227-CRM - Electrical Maintenance | 154844-JEEVAN JYOTI JENA | 2019-05-02 | PR | 1 | DIGITAL MANNOMETER 0-200 MBAR THOMMEN | 6124A0071 | M | 256 | 40 | CR01 | 104 | NP | 1 NOS | 91000 | 91000 | 2019-06-01 | 970267767 | 10 | 2019-07-19
1002099989 | 227-CRM - Electrical Maintenance | 121461-R K Sachan | 2019-05-03 | RO | 1 | SHEET PROTECTOR (PACK OF 100) (A4-Size) | 0798A0327 | M | 277 | 40 | CRMO | 133 | NB | 20 NOS | 129.29 | 2585.8 | 2019-05-22 | 4404482933 | 10 | 2019-05-03
1002100131 | 227-CRM - Electrical Maintenance | 149329-RAVI SHEKHAR | 2019-05-03 | PR | 2 | STORAGE;1 TBHP NA NA 7200 RPMHDD N | 5308A0045 | M | 212 | 40 | CRE1 | 121 | NB | 2 NOS | 8000 | 16000 | 2019-05-18 | 920707560 | 10 | 2019-05-06
1002100215 | 227-CRM - Electrical Maintenance | 149329-RAVI SHEKHAR | 2019-05-03 | RO | 2 | EDIBLE;GLUCON DORANGE FLAVOUR | 5733A0003 | M | 218 | 40 | CR01 | 104 | NB | 20 PAK | 125.29 | 2505.8 | 2019-05-15 | 4404495052 | 10 | 2019-05-06
1002101899 | 227-CRM - Electrical Maintenance | 149329-RAVI SHEKHAR | 2019-05-07 | PR | 1 | GEAR MOTR;5.5 KW415 1440 B3 S1 F I | 5650A0335 | M | 230 | 40 | CRE1 | 101 | NB | 2 NOS | 225000 | 450000 | 2019-07-06 | 920716701 | 10 | 2019-05-28
1002101899 | 227-CRM - Electrical Maintenance | 149329-RAVI SHEKHAR | 2019-05-07 | PR | 2 | GEAR MOTR;7.5 KW415 V1445 RPMB 3/M1 | 5650A0337 | M | 230 | 40 | CRE1 | 101 | NB | 1 NOS | 96195 | 96195 | 2019-07-06 | 920716701 | 20 | 2019-05-28
1002101899 | 227-CRM - Electrical Maintenance | 149329-RAVI SHEKHAR | 2019-05-07 | PR | 3 | GEAR MOTR;4 KW415 1440 RPMB3/M1 S1 | 5650A0338 | M | 230 | 40 | CRE1 | 101 | NB | 1 NOS | 220000 | 220000 | 2019-07-06 | 920716701 | 30 | 2019-05-28
1002101899 | 227-CRM - Electrical Maintenance | 149329-RAVI SHEKHAR | 2019-05-07 | PR | 4 | GEAR MOTR;15 KW415 1460 RPMB3/M1 S1 | 5650A0339 | M | 230 | 40 | CRE1 | 101 | NB | 1 NOS | 270765 | 270765 | 2019-07-06 | 920716701 | 40 | 2019-05-28
1002101899 | 227-CRM - Electrical Maintenance | 149329-RAVI SHEKHAR | 2019-05-07 | PR | 5 | GEAR MOTR;5.5 KW415 V1445 RPMB 3/M1 | 5650A0340 | M | 230 | 40 | CRE1 | 101 | NB | 1 NOS | 125405 | 125405 | 2019-07-06 | 920716701 | 50 | 2019-05-28
1002102432 | 227-CRM - Electrical Maintenance | 121461-R K Sachan | 2019-05-07 | PR | 1 | ELECTROMAGNETIC TONG POWER BLOCK CARD | 5540A1632 | M | 240 | 40 | CRE1 | 101 | NP | 4 NOS | 30000 | 120000 | 2019-06-06 | 970265760 | 10 | 2019-07-05
1002102432 | 227-CRM - Electrical Maintenance | 121461-R K Sachan | 2019-05-07 | PR | 2 | ELECTROMAGNETIC TONG POWER BLOCK CARD | 5540A1633 | M | 240 | 40 | CRE1 | 101 | NP | 4 NOS | 30000 | 120000 | 2019-06-06 | 970265760 | 20 | 2019-07-05
1002102432 | 227-CRM - Electrical Maintenance | 121461-R K Sachan | 2019-05-07 | PR | 3 | ELECTROMAGNETIC TONG POWER SUPPLY CARD | 5540A1634 | M | 240 | 40 | CRE1 | 101 | NP | 1 NOS | 40000 | 40000 | 2019-06-06 | 970265760 | 30 | 2019-07-05
1002102432 | 227-CRM - Electrical Maintenance | 121461-R K Sachan | 2019-05-07 | PR | 4 | ELECTROMAGNETIC TONG RELAY CARD TECN | 5540A1635 | M | 240 | 40 | CRE1 | 101 | NP | 1 NOS | 20000 | 20000 | 2019-06-06 | 970265760 | 40 | 2019-07-05
1002102432 | 227-CRM - Electrical Maintenance | 121461-R K Sachan | 2019-05-07 | PR | 5 | ELECTROMAGNETIC TONG LOGIC BOARD TEC | 5540A1636 | M | 240 | 40 | CRE1 | 101 | NP | 1 NOS | 20000 | 20000 | 2019-06-06 | 970265760 | 50 | 2019-07-05
1002102591 | 227-CRM - Electrical Maintenance | 121461-R K Sachan | 2019-05-07 | PR | 1 | THYSTR;DUAL THYRISTOR MODULE 0.2 A3.5 | 5581A0066 | M | 239 | 40 | CRE1 | 101 | NP | 13 NOS | 10000 | 130000 | 2019-06-06 | 970265762 | 10 | 2019-07-05
1002102611 | 227-CRM - Electrical Maintenance | 149329-RAVI SHEKHAR | 2019-05-07 | RO | 1 | RETRO Reflective Board | 0291A6828 | M | 274 | 40 | CRMO | 100 | NB | 228 FT2 | 210.3 | 47948.4 | 2019-06-03 | 4404520208 | 10 | 2019-05-13
1002102744 | 227-CRM - Electrical Maintenance | 504850-ANOOP RADHEYSHYAM PANDEY | 2019-05-08 | PR | 1 | RTD CONVERTER TOOL MTL PCS45/PCL45USB | 6130A0206 | M | 256 | 40 | CRE1 | 104 | NP | 1 NOS | 46000 | 46000 | 2019-06-07 | 970284548 | 10 | 2019-11-19
1002103529 | 227-CRM - Electrical Maintenance | 198458-ANUPAM ANAND DUBEY | 2019-05-08 | PR | 1 | LMT SWTCH;ROTARYHEAVYSWITCHING4A | 5613A0260 | M | 234 | 40 | CRE1 | 101 | NP | 6 NOS | 25000 | 150000 | 2019-06-22 | 970302761 | 10 | 2020-03-24
1002103576 | 227-CRM - Electrical Maintenance | 504850-ANOOP RADHEYSHYAM PANDEY | 2019-05-09 | PR | 1 | FILTER CATRIDGE F4 25MICROMETE BOSCH RE | 5956A2133 | M | 256 | 40 | CRE1 | 104 | NP | 2 NOS | 23600 | 47200 | 2019-06-08 | 970260753 | 10 | 2019-05-31
1002103576 | 227-CRM - Electrical Maintenance | 504850-ANOOP RADHEYSHYAM PANDEY | 2019-05-09 | PR | 2 | FILTER CATRIDGE F1(40MICRO-MM) BOSCH RE | 5956A2134 | M | 256 | 40 | CRE1 | 104 | NP | 2 NOS | 24300 | 48600 | 2019-06-08 | 970260753 | 20 | 2019-05-31
1002103577 | 227-CRM - Electrical Maintenance | 504850-ANOOP RADHEYSHYAM PANDEY | 2019-05-09 | PR | 1 | INST SPR;PH PROBEBURKERTPH SENSOR | 5956A1495 | M | 256 | 40 | CRE1 | 104 | NP | 2 PCE | 26026.18 | 52052.36 | 2019-06-08 | 970276203 | 10 | 2019-09-18
1002103577 | 227-CRM - Electrical Maintenance | 504850-ANOOP RADHEYSHYAM PANDEY | 2019-05-09 | PR | 2 | PH/O.R.P COAXIAL CABLE BURKERT UNITROD | 5956A2559 | M | 256 | 40 | CRE1 | 104 | NP | 1 PCE | 11267.8 | 11267.8 | 2019-05-29 | 970276203 | 20 | 2019-09-18
1002103578 | 227-CRM - Electrical Maintenance | 504850-ANOOP RADHEYSHYAM PANDEY | 2019-05-09 | PR | 1 | COUPLNG;PLG COUPLING FOR MOTOR ENCODER | 5580A1808 | M | 215 | 40 | CRE1 | 100 | NP | 2 NOS | 85000 | 170000 | 2019-06-08 | 970260754 | 10 | 2019-05-31
1002103580 | 227-CRM - Electrical Maintenance | 504850-ANOOP RADHEYSHYAM PANDEY | 2019-05-09 | PR | 1 | SPL CBL;OFLEX FD CABLE LAPP INDIA PVT. | 6045A0144 | M | 222 | 40 | CRE1 | 101 | NP | 200 M | 820 | 164000 | 2019-06-08 | 970260752 | 10 | 2019-05-31
1002103582 | 227-CRM - Electrical Maintenance | 504850-ANOOP RADHEYSHYAM PANDEY | 2019-05-09 | PR | 2 | FUSE;SEMICONDUCTOR AC 690 V25 A200 K | 5748A0903 | M | 225 | 40 | CRE1 | 101 | NP | 5 NOS | 6400 | 32000 | 2019-06-08 | 970284549 | 10 | 2019-11-19
1002103582 | 227-CRM - Electrical Maintenance | 504850-ANOOP RADHEYSHYAM PANDEY | 2019-05-09 | PR | 3 | FUSE;FWP AC 690 V63 A200 KANO SPECI | 5748A0934 | M | 225 | 40 | CRE1 | 104 | NP | 2 NOS | 8300 | 16600 | 2019-06-08 | 970284550 | 10 | 2019-11-19
1002103582 | 227-CRM - Electrical Maintenance | 504850-ANOOP RADHEYSHYAM PANDEY | 2019-05-09 | PR | 4 | FUSE;SEMICONDUCTOR AC/DC 690 V50 | 5748A0969 | M | 225 | 40 | CRE1 | 101 | NP | 5 NOS | 6800 | 34000 | 2019-06-08 | 970284549 | 20 | 2019-11-19
1002103582 | 227-CRM - Electrical Maintenance | 504850-ANOOP RADHEYSHYAM PANDEY | 2019-05-09 | PR | 5 | FUSE;HRC AC/DC 690 VAC200 A200 KA15 | 5748A0982 | M | 225 | 40 | CRE1 | 101 | NP | 5 NOS | 7200 | 36000 | 2019-06-08 | 970284549 | 30 | 2019-11-19
1002103591 | 227-CRM - Electrical Maintenance | 504850-ANOOP RADHEYSHYAM PANDEY | 2019-05-09 | PR | 5 | WLD MCN SPR;BRASS PLATE FLUSH WELDER EA | 5883A0443 | M | 301 | 40 | CRE1 | 107 | NP | 1 NOS | 485000 | 485000 | 2019-06-08 | 970284554 | 10 | 2019-11-19
1002103781 | 227-CRM - Electrical Maintenance | 504850-ANOOP RADHEYSHYAM PANDEY | 2019-05-09 | PR | 1 | PR SWTCH;SS 3161 TO 16BARSPDT | 5499A0191 | M | 256 | 40 | CRE1 | 104 | NB | 5 NOS | 4498.64 | 22493.2 | 2019-06-08 | 920710917 | 10 | 2019-05-14
1002105309 | 227-CRM - Electrical Maintenance | 153574-Pankaj Kumar | 2019-05-11 | PR | 1 | O-RING;VITON 235 MM5 MM245 MM70 | 5395A1134 | M | 279 | 40 | CRE1 | 104 | NB | 6 NOS | 500 | 3000 | 2019-06-10 | 920710342 | 10 | 2019-05-13
1002105309 | 227-CRM - Electrical Maintenance | 153574-Pankaj Kumar | 2019-05-11 | PR | 2 | O-RING;VITON 270 MM5 MM280 MM70 | 5395A1135 | M | 279 | 40 | CRE1 | 104 | NB | 50 NOS | 500 | 25000 | 2019-06-10 | 920710342 | 20 | 2019-05-13
1002105316 | 227-CRM - Electrical Maintenance | 153574-Pankaj Kumar | 2019-05-11 | PR | 1 | ELCT T&M INST;HAND HELD VIBROMETER908 | 5189A0064 | M | 235 | 40 | CRE1 | 104 | NB | 2 SET | 24024 | 48048 | 2019-06-10 | 920710337 | 10 | 2019-05-13
1002105338 | 227-CRM - Electrical Maintenance | 198458-ANUPAM ANAND DUBEY | 2019-05-11 | PR | 1 | SPL INST;HUMIDITY CUM TEMP CONTROLLER H | 6049A0124 | M | 256 | 40 | CRE1 | 104 | NB | 12 NOS | 7000 | 84000 | 2019-06-10 | 920710906 | 10 | 2019-05-14
1002105374 | 227-CRM - Electrical Maintenance | 198458-ANUPAM ANAND DUBEY | 2019-05-11 | PR | 1 | SW GR&CB SPRAUX CONTACTABBCONTACTORC | 5872A1018 | M | 234 | 40 | CRE1 | 104 | NB | 100 NOS | 120.84 | 12084 | 2019-06-10 | 920710375 | 10 | 2019-05-13
1002105374 | 227-CRM - Electrical Maintenance | 198458-ANUPAM ANAND DUBEY | 2019-05-11 | PR | 2 | SW GR&CB SPRAUX CONTACTABBCONTACTORC | 5872A1019 | M | 234 | 40 | CRE1 | 104 | NB | 100 NOS | 120.84 | 12084 | 2019-06-10 | 920710375 | 20 | 2019-05-13
1002105393 | 227-CRM - Electrical Maintenance | 198458-ANUPAM ANAND DUBEY | 2019-05-11 | PR | 1 | SINGLE GONG BELL APPROVED SIGNAL ALARM | 5997A0050 | M | 233 | 40 | CRE1 | 104 | NB | 2 NOS | 2500 | 5000 | 2019-06-10 | 920710371 | 10 | 2019-05-13
1002105443 | 227-CRM - Electrical Maintenance | 198458-ANUPAM ANAND DUBEY | 2019-05-11 | PR | 1 | EL CNCTR;FEMALE COMMUNICATION 9 50 V | 5615A0129 | M | 239 | 40 | CRE1 | 104 | NB | 10 NOS | 100 | 1000 | 2019-06-10 | 920710328 | 10 | 2019-05-13
1002105443 | 227-CRM - Electrical Maintenance | 198458-ANUPAM ANAND DUBEY | 2019-05-11 | PR | 2 | EL CNCTR;D TYPE COMMUNICATION 9 50 V | 5615A0130 | M | 239 | 40 | CRE1 | 104 | NB | 10 NOS | 100 | 1000 | 2019-06-10 | 920710328 | 20 | 2019-05-13
1002107360 | 227-CRM - Electrical Maintenance | 504850-ANOOP RADHEYSHYAM PANDEY | 2019-05-14 | PR | 1 | SEMI FUSE160A660V200KASIZE IACNO S | 5748A0121 | M | 225 | 40 | 227R | 104 | NB | 15 NOS | 3200 | 48000 | 2019-06-25 | 920711883 | 10 | 2019-05-16
1002107468 | 227-CRM - Electrical Maintenance | 121461-R K Sachan | 2019-05-15 | PR | 1 | ELECT SOCKT/PLG;63AMETALLIC19PLUG | 5701A0108 | M | 227 | 40 | CRE1 | 133 | NP | 25 NOS | 15000 | 375000 | 2019-07-14 | 970265754 | 10 | 2019-07-05
1002109805 | 227-CRM - Electrical Maintenance | 198458-ANUPAM ANAND DUBEY | 2019-05-17 | RO | 1 | COMTR SPR;WIRELESS KEY & MOUSELOGITECH | 5309A0450 | M | 212 | 40 | CRE1 | 121 | NB | 1 NOS | 1013 | 1013 | 2019-06-01 | 4404547355 | 10 | 2019-05-20
1002109828 | 227-CRM - Electrical Maintenance | 198458-ANUPAM ANAND DUBEY | 2019-05-17 | RO | 1 | LV HAND GLOVES;8 | 5775A0003 | M | 290 | 40 | CRE1 | 104 | NB | 15 PAA | 1300 | 19500 | 2019-06-17 | 4404547329 | 10 | 2019-05-20
1002109828 | 227-CRM - Electrical Maintenance | 198458-ANUPAM ANAND DUBEY | 2019-05-17 | RO | 2 | LV HAND GLOVES;10 | 5775A0004 | M | 290 | 40 | CRE1 | 104 | NB | 15 PAA | 1300 | 19500 | 2019-06-17 | 4404547329 | 20 | 2019-05-20
1002109828 | 227-CRM - Electrical Maintenance | 198458-ANUPAM ANAND DUBEY | 2019-05-17 | RO | 3 | LV HAND GLOVES;9 | 5775A0005 | M | 290 | 40 | CRE1 | 104 | NB | 5 PAA | 1300 | 6500 | 2019-06-17 | 4404547329 | 30 | 2019-05-20
1002110116 | 227-CRM - Electrical Maintenance | 121461-R K Sachan | 2019-05-18 | PR | 1 | GEAR MOTR;7.5 KW415V +/- 10% V1430 RPMB | 5650A0228 | M | 230 | 40 | CRE1 | 101 | NP | 1 SET | 250000 | 250000 | 2019-06-17 | 970265761 | 10 | 2019-07-05
1002110127 | 227-CRM - Electrical Maintenance | 121461-R K Sachan | 2019-05-18 | PR | 1 | ENCODR;INCREMENTAL ROTARY ENCODER BAUM | 5508A0331 | M | 240 | 40 | CRE1 | 101 | NP | 2 NOS | 80000 | 160000 | 2019-06-17 | 970267772 | 10 | 2019-07-19
1002110131 | 227-CRM - Electrical Maintenance | 121461-R K Sachan | 2019-05-18 | PR | 1 | SPL MOTR;C FRAME GUILD INTERNATIONAL | 5924A0542 | M | 230 | 40 | CRE1 | 107 | NP | 1 NOS | 326000 | 326000 | 2019-06-17 | 970265757 | 10 | 2019-07-05
1002110131 | 227-CRM - Electrical Maintenance | 121461-R K Sachan | 2019-05-18 | PR | 2 | SPL MOTR;OVERLAP MOTOR GUILD INTERNATIO | 5924A0547 | M | 230 | 40 | CRE1 | 107 | NP | 1 NOS | 293400 | 293400 | 2019-06-17 | 970265757 | 20 | 2019-07-05
1002113941 | 227-CRM - Electrical Maintenance | 504850-ANOOP RADHEYSHYAM PANDEY | 2019-05-24 | PR | 1 | WHEELED WASTE BINS BLACKRWB120L1 | 5789A0158 | M | 276 | 40 | CRE1 | 104 | NB | 5 NOS | 3000 | 15000 | 2019-06-26 | 920719741 | 10 | 2019-06-04
1002115141 | 227-CRM - Electrical Maintenance | 121461-R K Sachan | 2019-05-27 | PR | 1 | THRMPCL;CROMEL + ALUMINA SS 316 0.35 | 5671A0293 | M | 256 | 40 | CRE1 | 101 | NB | 50 NOS | 2850 | 142500 | 2019-06-26 | 920732427 | 10 | 2019-07-04
1002116196 | 227-CRM - Electrical Maintenance | 157507-Ashish Kumar Garg | 2019-05-28 | PR | 1 | WKY TLKY;TALKPRO LF866(LICENSE FREE) 76 | 5564A0018 | M | 212 | 40 | CRE1 | 121 | NB | 3 NOS | 5900 | 17700 | 2019-06-17 | 920718221 | 10 | 2019-05-31
1002117801 | 227-CRM - Electrical Maintenance | 153574-Pankaj Kumar | 2019-05-30 | PR | 1 | AC MOTR;2.2KW415 V AC +10/-15% | 5900A0922 | M | 230 | 40 | CRE1 | 104 | NB | 2 NOS | 11500 | 23000 | 2019-06-29 | 920719237 | 10 | 2019-06-03
1002117801 | 227-CRM - Electrical Maintenance | 153574-Pankaj Kumar | 2019-05-30 | PR | 2 | AC MOTR;1.5KW415 V AC +10/-15% | 5900A0925 | M | 230 | 40 | CRE1 | 104 | NB | 2 NOS | 8500 | 17000 | 2019-07-29 | 920719237 | 20 | 2019-06-03
1002117819 | 227-CRM - Electrical Maintenance | 153574-Pankaj Kumar | 2019-05-30 | PR | 2 | HOOTER;ELECTRONICSINGLE500M220V | 5048A0003 | M | 233 | 40 | CRE1 | 104 | NB | 3 NOS | 5500 | 16500 | 2019-06-29 | 920718235 | 10 | 2019-05-31
1002117825 | 227-CRM - Electrical Maintenance | 153574-Pankaj Kumar | 2019-05-30 | PR | 1 | IND LAMP;RED 230 VACINDICATION LAMP | 5868A0184 | M | 229 | 40 | CRE1 | 104 | NB | 30 NOS | 600 | 18000 | 2019-06-13 | 920718230 | 10 | 2019-05-31
1002118288 | 227-CRM - Electrical Maintenance | 153574-Pankaj Kumar | 2019-05-31 | PR | 1 | CONTROLLER;JOYSTICK CONTROLLER500VAC | 5495A0104 | M | 240 | 40 | CRE1 | 101 | NP | 12 NOS | 30000 | 360000 | 2019-06-30 | 970262545 | 10 | 2019-06-12
1002118346 | 227-CRM - Electrical Maintenance | 198458-ANUPAM ANAND DUBEY | 2019-05-31 | RO | 1 | PLC SPR;ANALOG INPUT MODULEPHOENIX | 5620A1445 | M | 240 | 40 | CRE1 | 101 | NB | 6 NOS | 23679 | 142074 | 2019-06-15 | 4404610827 | 10 | 2019-06-05
1002118346 | 227-CRM - Electrical Maintenance | 198458-ANUPAM ANAND DUBEY | 2019-05-31 | RO | 2 | PLC SPR;ANALOG OUTPUT MODULEPHOENIX | 5620A1446 | M | 240 | 40 | CRE1 | 101 | NB | 6 NOS | 23703 | 142218 | 2019-06-15 | 4404610827 | 20 | 2019-06-05
1002119893 | 227-CRM - Electrical Maintenance | 500354-Bhaskar Bhattacharya | 2019-06-03 | PR | 1 | SPARE TOP BRACKET ASSEMBLY DD ESP GE | 5265A0360 | M | 283 | 40 | CRE1 | 100 | NP | 4 NOS | 15850 | 63400 | 2019-07-03 | 920720645 | 10 | 2019-06-06
1002119893 | 227-CRM - Electrical Maintenance | 500354-Bhaskar Bhattacharya | 2019-06-03 | PR | 2 | SPARE BOTTOM BRACKET ASSEMBLY DD ESP | 5265A0361 | M | 283 | 40 | CRE1 | 100 | NP | 4 NOS | 4350 | 17400 | 2019-07-03 | 920720645 | 20 | 2019-06-06
1002119893 | 227-CRM - Electrical Maintenance | 500354-Bhaskar Bhattacharya | 2019-06-03 | PR | 3 | SPARE ROPE GUARD DD ESP GEA NO SPEC | 5265A0362 | M | 283 | 40 | CRE1 | 100 | NP | 10 NOS | 1440 | 14400 | 2019-07-03 | 920720645 | 30 | 2019-06-06
1002119893 | 227-CRM - Electrical Maintenance | 500354-Bhaskar Bhattacharya | 2019-06-03 | PR | 4 | SPARE CABLE 8MM DD ESP GEA NO SPECI | 5265A0363 | M | 283 | 40 | CRE1 | 100 | NP | 75 M | 150 | 11250 | 2019-07-03 | 920720645 | 40 | 2019-06-06
1002120936 | 227-CRM - Electrical Maintenance | 153574-Pankaj Kumar | 2019-06-04 | RO | 1 | 3M White Sticker Board | 1551A0045 | M | 274 | 40 | CRE1 | 133 | NB | 100 FT2 | 349 | 34900 | 2019-06-29 | 4404610653 | 10 | 2019-06-05
1002120951 | 227-CRM - Electrical Maintenance | 153574-Pankaj Kumar | 2019-06-04 | RO | 1 | TRUE RMS DMM INDUSTRIAL WITH BACKLIGHT & | 0513A0181 | M | 235 | 40 | CRE1 | 101 | NB | 3 NOS | 16560 | 49680 | 2019-06-29 | 4404610813 | 10 | 2019-06-05
1002120951 | 227-CRM - Electrical Maintenance | 153574-Pankaj Kumar | 2019-06-04 | RO | 2 | TRUE-RMS METER FOR PRECISE MEASUREMENT | 0535A0474 | M | 235 | 40 | CRE1 | 101 | NB | 3 NOS | 16560 | 49680 | 2019-06-28 | 4404610813 | 20 | 2019-06-05
1002120961 | 227-CRM - Electrical Maintenance | 504850-ANOOP RADHEYSHYAM PANDEY | 2019-06-04 | PR | 1 | SPARE TOP BRACKET ASSEMBLY DD ESP GE | 5265A0360 | M | 283 | 40 | CRE1 | 100 | NP | 5 NOS | 15850 | 79250 | 2019-07-04 | 970261597 | 10 | 2019-06-07
1002120961 | 227-CRM - Electrical Maintenance | 504850-ANOOP RADHEYSHYAM PANDEY | 2019-06-04 | PR | 2 | SPARE BOTTOM BRACKET ASSEMBLY DD ESP | 5265A0361 | M | 283 | 40 | CRE1 | 100 | NP | 5 NOS | 4350 | 21750 | 2019-07-04 | 970261597 | 20 | 2019-06-07
1002120961 | 227-CRM - Electrical Maintenance | 504850-ANOOP RADHEYSHYAM PANDEY | 2019-06-04 | PR | 3 | SPARE ROPE GUARD DD ESP GEA NO SPEC | 5265A0362 | M | 283 | 40 | CRE1 | 100 | NP | 15 NOS | 1440 | 21600 | 2019-07-04 | 970261597 | 30 | 2019-06-07
1002120961 | 227-CRM - Electrical Maintenance | 504850-ANOOP RADHEYSHYAM PANDEY | 2019-06-04 | PR | 4 | SPARE CABLE 8MM DD ESP GEA NO SPECI | 5265A0363 | M | 283 | 40 | CRE1 | 100 | NP | 80 M | 150 | 12000 | 2019-07-04 | 970261597 | 40 | 2019-06-07
1002120962 | 227-CRM - Electrical Maintenance | 504850-ANOOP RADHEYSHYAM PANDEY | 2019-06-05 | PR | 1 | AIR FILTER N/A CONTROL VALVE AIR F | 5956A2332 | M | 256 | 40 | CRE1 | 104 | NB | 10 NOS | 1860 | 18600 | 2019-07-05 | 920725275 | 10 | 2019-06-17
1002120962 | 227-CRM - Electrical Maintenance | 504850-ANOOP RADHEYSHYAM PANDEY | 2019-06-05 | PR | 2 | AIR FILTER REGULATOR ANY APPROVED CO | 5956A2333 | M | 256 | 40 | CRE1 | 104 | NB | 10 NOS | 2295 | 22950 | 2019-07-05 | 920725275 | 20 | 2019-06-17
1002121632 | 227-CRM - Electrical Maintenance | 153574-Pankaj Kumar | 2019-06-05 | RO | 1 | TYPE-LL1AC11 AT 415V DC11 AT 230V | 0517B0038 | M | 234 | 40 | CRE1 | 101 | NB | 6 NOS | 1536 | 9216 | 2019-06-27 | 4404614639 | 10 | 2019-06-06
1002121657 | 227-CRM - Electrical Maintenance | 504850-ANOOP RADHEYSHYAM PANDEY | 2019-06-06 | PR | 1 | AIR FILTER <5 MGQ1-1/2 INFEMALE THREA | 5008A0053 | M | 282 | 40 | CRE1 | 104 | NB | 10 NOS | 4200 | 42000 | 2019-07-06 | 920725843 | 10 | 2019-06-18
1002121658 | 227-CRM - Electrical Maintenance | 504850-ANOOP RADHEYSHYAM PANDEY | 2019-06-06 | PR | 1 | AIR DRIER;3 / 45 oC7.000 KG / SQ.CM SI | 5134A0029 | M | 282 | 40 | CRE1 | 104 | NB | 3 NOS | 14000 | 42000 | 2019-07-06 | 920721180 | 10 | 2019-06-07
1002123173 | 227-CRM - Electrical Maintenance | 153574-Pankaj Kumar | 2019-06-07 | PR | 1 | PROXMTY;INDUCTIVE 15 MM12-48 VIP67 . | 5885A0457 | M | 234 | 40 | CRE1 | 104 | NB | 8 NOS | 6000 | 48000 | 2019-06-30 | 920723115 | 10 | 2019-06-12
1002123572 | 227-CRM - Electrical Maintenance | 198458-ANUPAM ANAND DUBEY | 2019-06-08 | RO | 1 | HRC FUSE 6 AMPERES | 0877A0501 | M | 225 | 40 | CRE1 | 101 | NB | 20 NOS | 70.84 | 1416.8 | 2019-06-27 | 4404633037 | 10 | 2019-06-11
1002123572 | 227-CRM - Electrical Maintenance | 198458-ANUPAM ANAND DUBEY | 2019-06-08 | RO | 2 | HF FUSE 25ASF90152L&T | 0877A0739 | M | 225 | 40 | CRE1 | 101 | NB | 20 NOS | 70.84 | 1416.8 | 2019-06-27 | 4404633037 | 20 | 2019-06-11
1002125285 | 227-CRM - Electrical Maintenance | 504850-ANOOP RADHEYSHYAM PANDEY | 2019-06-11 | PR | 1 | SHELL OMALA S2 G 460 SHELL OMALA S2 G | 5715A0471 | M | 260 | 40 | CRE1 | 104 | NB | 210 L | 85.61 | 17978.1 | 2019-06-11 | 920725281 | 10 | 2019-06-17
1002125297 | 227-CRM - Electrical Maintenance | 504850-ANOOP RADHEYSHYAM PANDEY | 2019-06-11 | PR | 1 | SPAREINSTRUMENTATION;VORTEX COOLER | 5956A0058 | M | 256 | 40 | CRE1 | 101 | NP | 5 NOS | 41935.72 | 209678.6 | 2019-08-10 | 970284556 | 10 | 2019-11-19
1002126107 | 227-CRM - Electrical Maintenance | 504850-ANOOP RADHEYSHYAM PANDEY | 2019-06-12 | PR | 1 | NW SPARES;SC-SC FOPATCH CORDOM3MM 1MTR | 6186A0123 | M | 212 | 40 | CRE1 | 104 | NB | 16 NOS | 1500 | 24000 | 2019-07-12 | 920725830 | 10 | 2019-06-18
1002127355 | 227-CRM - Electrical Maintenance | 153574-Pankaj Kumar | 2019-06-14 | PR | 1 | SPL INST;THERMOSTAT 63 DEGREE CENTIGRA | 6049A0126 | M | 256 | 40 | CRE1 | 104 | NB | 30 NOS | 500 | 15000 | 2019-07-14 | 920725152 | 10 | 2019-06-17
1002127355 | 227-CRM - Electrical Maintenance | 153574-Pankaj Kumar | 2019-06-14 | PR | 2 | SPL INST;THERMOSTAT 52 DEGREE CENTIGRA | 6049A0127 | M | 256 | 40 | CRE1 | 104 | NB | 30 NOS | 500 | 15000 | 2019-07-14 | 920725152 | 20 | 2019-06-17
1002127896 | 227-CRM - Electrical Maintenance | 500354-Bhaskar Bhattacharya | 2019-06-15 | PR | 1 | SPARE TOP BRACKET ASSEMBLY DD ESP GE | 5265A0360 | M | 283 | 40 | CRE1 | 100 | NP | 4 NOS | 15850 | 63400 | 2019-07-10 | 970263160 | 10 | 2019-06-17
1002127896 | 227-CRM - Electrical Maintenance | 500354-Bhaskar Bhattacharya | 2019-06-15 | PR | 2 | SPARE BOTTOM BRACKET ASSEMBLY DD ESP | 5265A0361 | M | 283 | 40 | CRE1 | 100 | NP | 4 NOS | 4350 | 17400 | 2019-07-10 | 970263160 | 20 | 2019-06-17
1002127896 | 227-CRM - Electrical Maintenance | 500354-Bhaskar Bhattacharya | 2019-06-15 | PR | 3 | SPARE ROPE GUARD DD ESP GEA NO SPEC | 5265A0362 | M | 283 | 40 | CRE1 | 100 | NP | 10 NOS | 1440 | 14400 | 2019-07-10 | 970263160 | 30 | 2019-06-17
1002127896 | 227-CRM - Electrical Maintenance | 500354-Bhaskar Bhattacharya | 2019-06-15 | PR | 4 | SPARE CABLE 8MM DD ESP GEA NO SPECI | 5265A0363 | M | 283 | 40 | CRE1 | 100 | NP | 75 M | 150 | 11250 | 2019-07-10 | 970263160 | 40 | 2019-06-17
1002128247 | 227-CRM - Electrical Maintenance | 504850-ANOOP RADHEYSHYAM PANDEY | 2019-06-15 | PR | 1 | AIR FILTER PS 600 AQC CORPORATION NO | 5778A2780 | M | 299 | 40 | CRE1 | 107 | NP | 2 NOS | 14487.5 | 28975 | 2019-06-30 | 970284551 | 10 | 2019-11-19
1002128247 | 227-CRM - Electrical Maintenance | 504850-ANOOP RADHEYSHYAM PANDEY | 2019-06-15 | PR | 2 | AIR FILTER UM 150 SARANLOCK NO SPECIA | 5778A2781 | M | 299 | 40 | CRE1 | 107 | NP | 2 NOS | 9272 | 18544 | 2019-06-30 | 970284551 | 20 | 2019-11-19
1002128247 | 227-CRM - Electrical Maintenance | 504850-ANOOP RADHEYSHYAM PANDEY | 2019-06-15 | PR | 3 | AIR FILTER PS 400 AQC CORPORATION NO | 5778A2782 | M | 299 | 40 | CRE1 | 107 | NP | 2 NOS | 86925 | 173850 | 2019-07-25 | 970284551 | 30 | 2019-11-19
1002128247 | 227-CRM - Electrical Maintenance | 504850-ANOOP RADHEYSHYAM PANDEY | 2019-06-15 | PR | 4 | AIR FILTER HR20 AQC CORPORATION NO SP | 5778A2894 | M | 299 | 40 | CRE1 | 107 | NP | 30 M | 2781.6 | 83448 | 2019-06-30 | 970284551 | 40 | 2019-11-19
1002128247 | 227-CRM - Electrical Maintenance | 504850-ANOOP RADHEYSHYAM PANDEY | 2019-06-15 | PR | 5 | AIR FILTER PS 300 AQC CORPORATION NO | 5778A2947 | M | 299 | 40 | CRE1 | 107 | NP | 5 NOS | 75335 | 376675 | 2019-06-30 | 970284551 | 50 | 2019-11-19
1002128893 | 227-CRM - Electrical Maintenance | 121461-R K Sachan | 2019-06-17 | PR | 1 | IND LAMP;GREEN 24 VDCINDICATION LAMP | 5868A0229 | M | 229 | 40 | CRE1 | 101 | NB | 25 NOS | 4500 | 112500 | 2019-07-17 | 920732434 | 10 | 2019-07-04
1002128911 | 227-CRM - Electrical Maintenance | 121461-R K Sachan | 2019-06-17 | PR | 1 | THYSTR;THYRISTOR MODULE 0.2 A1.4 VSCR | 5581A0073 | M | 239 | 40 | CRE1 | 104 | NB | 15 NOS | 6000 | 90000 | 2019-07-17 | 920732431 | 10 | 2019-07-04
1002129098 | 227-CRM - Electrical Maintenance | 504850-ANOOP RADHEYSHYAM PANDEY | 2019-06-17 | RO | 3 | PR TRNTR;4 TO 20 MA DC WITH DIGITAL COM | 5496A0415 | M | 256 | 40 | CRE1 | 101 | NB | 2 NOS | 19931 | 39862 | 2019-07-17 | 4404658933 | 10 | 2019-06-18
1002132517 | 227-CRM - Electrical Maintenance | 153574-Pankaj Kumar | 2019-06-21 | PR | 1 | E-SATHERM PLATE SKPL SU/SP0010/010 | 5525A0072 | M | 226 | 40 | CRE1 | 104 | NP | 75 NOS | 1000 | 75000 | 2019-07-21 | 970273275 | 10 | 2019-08-26
1002132534 | 227-CRM - Electrical Maintenance |  | 2019-06-21 | PR | 1 | 4WAYEXTENSION BRD | 1122A0047 | M | 234 | 40 | CRE1 | 101 | NB | 100 NOS | 800 | 80000 | 2019-07-21 | 920728269 | 10
1002132537 | 227-CRM - Electrical Maintenance | 153574-Pankaj Kumar | 2019-06-21 | PR | 1 | PROXIMITY;INDUCTIVE SENSOR15MM20-250V | 5885A0198 | M | 234 | 40 | CRE1 | 101 | NB | 10 NOS | 8000 | 80000 | 2019-07-21 | 920728269 | 10 | 2019-06-24
1002132537 | 227-CRM - Electrical Maintenance | 153574-Pankaj Kumar | 2019-06-21 | PR | 2 | PROXMTY;INDUCTIVE 20 MM10-36 VIP67 | 5885A0455 | M | 234 | 40 | CRE1 | 101 | NB | 10 NOS | 7000 | 70000 | 2019-07-21 | 920728269 | 20 | 2019-06-24
1002132926 | 227-CRM - Electrical Maintenance | 500354-Bhaskar Bhattacharya | 2019-06-22 | RO | 1 | COMTR SPR;LAPTOP LOCKREPUTEDLAPTOP | 5309A0487 | M | 212 | 40 | CRE1 | 121 | NB | 1 NOS | 747 | 747 | 2019-07-16 | 4404681963 | 10 | 2019-06-24
1002132952 | 227-CRM - Electrical Maintenance | 500354-Bhaskar Bhattacharya | 2019-06-22 | RO | 2 | PNL;PNL ACCESS CTL 2 GATE EOT CR RELAY | 5964A0118 | M | 231 | 40 | CRE1 | 101 | NB | 5 SET | 81800 | 409000 | 2019-08-01 | 4404798552 | 10 | 2019-07-24
1002132952 | 227-CRM - Electrical Maintenance | 500354-Bhaskar Bhattacharya | 2019-06-22 | RO | 4 | PNL;PNL ACCESS CTL 2 GATE EOT CR PLC LO | 5964A0120 | M | 231 | 40 | CRE1 | 101 | NB | 30 SET | 95000 | 2850000 | 2019-08-01 | 4404798553 | 10 | 2019-07-24
1002133912 | 227-CRM - Electrical Maintenance | 504850-ANOOP RADHEYSHYAM PANDEY | 2019-06-24 | PR | 1 | AC MOTR;7.5 KW415 +/- 10% VSQUIRREL CAGE | 5900A2648 | M | 230 | 40 | CRE1 | 104 | NB | 1 NOS | 35000 | 35000 | 2019-07-24 | 920751578 | 10 | 2019-08-19
1002133915 | 227-CRM - Electrical Maintenance | 504850-ANOOP RADHEYSHYAM PANDEY | 2019-06-25 | PR | 1 | POW SPLY;110/230 VAC24 VDC10 AIFM D | 5262A0325 | M | 235 | 40 | CRE1 | 104 | NB | 1 NOS | 4134 | 4134 | 2019-07-25 | 920731643 | 10 | 2019-07-02
1002134746 | 227-CRM - Electrical Maintenance | 153574-Pankaj Kumar | 2019-06-25 | PR | 1 | ELTRNC CARD;INVERTER | 5540A0905 | M | 240 | 40 | CRE1 | 101 | NP | 4 NOS | 400000 | 1600000 | 2019-07-25 | 970281161 | 10 | 2019-10-25
1002134746 | 227-CRM - Electrical Maintenance | 153574-Pankaj Kumar | 2019-06-25 | PR | 2 | ELTRNC CARD;INVERTER | 5540A0907 | M | 240 | 40 | CRE1 | 101 | NP | 4 NOS | 400000 | 1600000 | 2019-07-25 | 970281161 | 20 | 2019-10-25
1002134746 | 227-CRM - Electrical Maintenance | 153574-Pankaj Kumar | 2019-06-25 | PR | 3 | ELTRNC CARD;POWER SUPPLY | 5540A0908 | M | 240 | 40 | CRE1 | 101 | NP | 1 NOS | 40000 | 40000 | 2019-07-25 | 970281161 | 30 | 2019-10-25
1002134746 | 227-CRM - Electrical Maintenance | 153574-Pankaj Kumar | 2019-06-25 | PR | 4 | ELTRNC CARD;INVERTER TRIPPING CONTROL | 5540A0909 | M | 240 | 40 | CRE1 | 101 | NP | 3 NOS | 40000 | 120000 | 2019-07-25 | 970281161 | 40 | 2019-10-25
1002135517 | 227-CRM - Electrical Maintenance | 121461-R K Sachan | 2019-06-26 | PR | 2 | RELAY;AUXILIARY RELAY CONTROL CIRCUIT | 5607A0975 | M | 232 | 40 | CRE1 | 104 | NB | 150 NOS | 300 | 45000 | 2019-07-26 | 920731966 | 10 | 2019-07-03
1002135977 | 227-CRM - Electrical Maintenance | 154844-JEEVAN JYOTI JENA | 2019-06-27 | RO | 1 | INSTRMNT MSRNG;LASERTHERMOMETERFLUKE | 5668A0093 | M | 235 | 40 | CRE1 | 101 | NB | 2 NOS | 3200 | 6400 | 2019-07-02 | 4404692924 | 10 | 2019-06-27
1002136298 | 227-CRM - Electrical Maintenance | 198458-ANUPAM ANAND DUBEY | 2019-06-27 | RO | 1 | Spring Return Switch | 0852A0185 | M | 234 | 40 | CRE1 | 101 | NB | 40 NOS | 960.96 | 38438.4 | 2019-07-18 | 4404693274 | 10 | 2019-06-27
1002137279 | 227-CRM - Electrical Maintenance | 504850-ANOOP RADHEYSHYAM PANDEY | 2019-06-28 | PR | 1 | POWER SUPPLY;240VAC12VDC2A | 5262A0220 | M | 235 | 40 | CRE1 | 104 | NB | 10 NOS | 520 | 5200 | 2019-07-26 | 920762681 | 10 | 2019-09-18
1002138283 | 227-CRM - Electrical Maintenance | 121461-R K Sachan | 2019-07-01 | PR | 1 | INSULATING MATLTAPEADHESIVE (PVC)19MM | 5859A0021 | M | 228 | 40 | CRE1 | 104 | NB | 450 NOS | 19 | 8550 | 2019-07-31 | 920731963 | 10 | 2019-07-03
1002139239 | 227-CRM - Electrical Maintenance | 198458-ANUPAM ANAND DUBEY | 2019-07-02 | RO | 1 | P.B SR71release for 3P ACB with CT | 1114A0135 | M | 232 | 40 | CRE1 | 101 | NB | 5 NOS | 97139 | 485695 | 2019-07-31 | 4404714856 | 10 | 2019-07-03
1002139245 | 227-CRM - Electrical Maintenance | 198458-ANUPAM ANAND DUBEY | 2019-07-02 | RO | 1 | P.B SR71release for 3P ACB with CT | 1114A0135 | M | 232 | 40 | CRE1 | 101 | NB | 5 NOS | 97139 | 485695 | 2019-07-31 | 4404714860 | 10 | 2019-07-03
1002139648 | 227-CRM - Electrical Maintenance | 153574-Pankaj Kumar | 2019-07-02 | PR | 1 | BATTERYSMFUPS12V65AMHBOLT-ON50-CN | 5537A0027 | M | 221 | 40 | CRE1 | 109 | NB | 64 NOS | 4500 | 288000 | 2019-08-01 | 920756145 | 10 | 2019-08-30
1002139658 | 227-CRM - Electrical Maintenance | 153574-Pankaj Kumar | 2019-07-02 | PR | 1 | CBL SCKT;SHORT BARREL FLAT240MM2 | 5794A0336 | M | 222 | 40 | CRE1 | 104 | NB | 40 NOS | 200 | 8000 | 2019-08-01 | 920731662 | 10 | 2019-07-02
1002140573 | 227-CRM - Electrical Maintenance | 154844-JEEVAN JYOTI JENA | 2019-07-03 | RO | 1 | LV HAND GLOVES;8 | 5775A0003 | M | 290 | 40 | CRE1 | 100 | NB | 5 PAA | 1300 | 6500 | 2019-10-01 | 4404830023 | 10 | 2019-08-01
1002140573 | 227-CRM - Electrical Maintenance | 154844-JEEVAN JYOTI JENA | 2019-07-03 | RO | 2 | LV HAND GLOVES;10 | 5775A0004 | M | 290 | 40 | CRE1 | 100 | NB | 5 PAA | 1300 | 6500 | 2019-10-01 | 4404830023 | 20 | 2019-08-01
1002140573 | 227-CRM - Electrical Maintenance | 154844-JEEVAN JYOTI JENA | 2019-07-03 | RO | 3 | LV HAND GLOVES;9 | 5775A0005 | M | 290 | 40 | CRE1 | 100 | NB | 5 PAA | 1300 | 6500 | 2019-10-01 | 4404830023 | 30 | 2019-08-01
1002141153 | 227-CRM - Electrical Maintenance | 500354-Bhaskar Bhattacharya | 2019-07-04 | PR | 1 | LT CBL;31.5MM2COPPERXLPEARMOURED | 5717A0391 | M | 222 | 40 | CRE1 | 101 | NB | 4800 M | 61.48 | 295104 | 2019-09-18 | 920754472 | 10 | 2019-08-26
1002141153 | 227-CRM - Electrical Maintenance | 500354-Bhaskar Bhattacharya | 2019-07-04 | PR | 2 | LT CBL;41.5MM2COPPERXLPEARMOURED | 5717A0394 | M | 222 | 40 | CRE1 | 101 | NB | 3000 M | 61.48 | 184440 | 2019-09-18 | 920754472 | 20 | 2019-08-26
1002141153 | 227-CRM - Electrical Maintenance | 500354-Bhaskar Bhattacharya | 2019-07-04 | PR | 4 | LT CBL;41.5MM2COPPER | 5717A0477 | M | 222 | 40 | CRE1 | 101 | NB | 1500 M | 101 | 151500 | 2019-09-18 | 920754472 | 30 | 2019-08-26
1002141153 | 227-CRM - Electrical Maintenance | 500354-Bhaskar Bhattacharya | 2019-07-04 | PR | 5 | LT CBL;31.5MM2COPPERXLPEARMOURED | 5717A0391 | M | 222 | 40 | CRE1 | 101 | NB | 800 M | 61.48 | 49184 | 2019-09-18 | 920754472 | 40 | 2019-08-26
1002141153 | 227-CRM - Electrical Maintenance | 500354-Bhaskar Bhattacharya | 2019-07-04 | PR | 6 | LT CBL;41.5MM2COPPERXLPEARMOURED | 5717A0394 | M | 222 | 40 | CRE1 | 101 | NB | 500 M | 61.48 | 30740 | 2019-09-18 | 920754472 | 50 | 2019-08-26
1002141153 | 227-CRM - Electrical Maintenance | 500354-Bhaskar Bhattacharya | 2019-07-04 | PR | 8 | LT CBL;41.5MM2COPPER | 5717A0477 | M | 222 | 40 | CRE1 | 101 | NB | 1000 M | 101 | 101000 | 2019-09-18 | 920754472 | 60 | 2019-08-26
1002141153 | 227-CRM - Electrical Maintenance | 500354-Bhaskar Bhattacharya | 2019-07-04 | PR | 9 | LT CBL;21.5MM2COPPERXLPEARMOURED | 5717A0385 | M | 222 | 40 | CRE1 | 101 | NB | 9000 M | 53 | 477000 | 2019-09-18 | 920754472 | 70 | 2019-08-26
1002141153 | 227-CRM - Electrical Maintenance | 500354-Bhaskar Bhattacharya | 2019-07-04 | PR | 10 | LT CBL;21.5MM2COPPERXLPEARMOURED | 5717A0385 | M | 222 | 40 | CRE1 | 101 | NB | 1500 M | 53 | 79500 | 2019-09-18 | 920754472 | 80 | 2019-08-26
1002141268 | 227-CRM - Electrical Maintenance | 121461-R K Sachan | 2019-07-04 | PR | 1 | SFTY FLAG | 5916A0002 | M | 290 | 40 | CRE1 | 104 | NB | 4 NOS | 1600 | 6400 | 2019-08-03 | 920738664 | 10 | 2019-07-19
1002142109 | 227-CRM - Electrical Maintenance | 504850-ANOOP RADHEYSHYAM PANDEY | 2019-07-05 | PR | 2 | PRSR TRNSMTR2 WIRE-1000 TO 1000MMWC10 | 5496A0066 | M | 256 | 40 | CRE1 | 104 | NB | 1 NOS | 45000 | 45000 | 2020-07-05 | 920733940 | 10 | 2019-07-08
1002143997 | 227-CRM - Electrical Maintenance | 500354-Bhaskar Bhattacharya | 2019-07-09 | PR | 1 | WEGHNG M/C ACC | 5490A0241 | M | 308 | 40 | CRE1 | 104 | NP | 16 NOS | 1325 | 21200 | 2019-10-07 | 970274579 | 10 | 2019-09-04
1002143997 | 227-CRM - Electrical Maintenance | 500354-Bhaskar Bhattacharya | 2019-07-09 | PR | 2 | SURGE PROTECTION 4-20 DEHN OPACITY MET | 5872A2277 | M | 234 | 40 | CRE1 | 101 | NP | 16 NOS | 9200 | 147200 | 2019-10-07 | 970274578 | 10 | 2019-09-04
1002143997 | 227-CRM - Electrical Maintenance | 500354-Bhaskar Bhattacharya | 2019-07-09 | PR | 3 | ELCTNC;SITOP PROTECTION DEVICE | 5968A0056 | M | 240 | 40 | CRE1 | 104 | NP | 1 NOS | 13000 | 13000 | 2019-10-07 | 970274579 | 20 | 2019-09-04
1002149322 | 227-CRM - Electrical Maintenance | 121461-R K Sachan | 2019-07-17 | PR | 1 | HOOTER;ELECTRONICSINGLE1KM220VSTEEL | 5048A0005 | M | 233 | 40 | CRE1 | 104 | NB | 5 NOS | 8000 | 40000 | 2019-08-16 | 920744377 | 10 | 2019-08-01
1002149344 | 227-CRM - Electrical Maintenance | 121461-R K Sachan | 2019-07-17 | RO | 1 | SHEET PROTECTOR (PACK OF 100) (A4-Size) | 0798A0327 | M | 277 | 40 | CRMO | 133 | NB | 10 NOS | 129.29 | 1292.9 | 2019-07-31 | 4404774836 | 10 | 2019-07-18
1002149473 | 227-CRM - Electrical Maintenance | 198458-ANUPAM ANAND DUBEY | 2019-07-17 | RO | 1 | WRLSS GATWY DVC;TRANSCEIVERPHOENIX | 5322A0018 | M | 240 | 40 | CRE1 | 101 | NB | 6 NOS | 30350 | 182100 | 2019-07-31 | 4405002978 | 10 | 2019-09-18
1002149473 | 227-CRM - Electrical Maintenance | 198458-ANUPAM ANAND DUBEY | 2019-07-17 | RO | 2 | WRLESS DVCE SPR;ANTENNA CABLE2702140 | 5453A0047 | M | 240 | 40 | CRE1 | 101 | NB | 6 NOS | 4890 | 29340 | 2019-07-31 | 4405002978 | 20 | 2019-09-18
1002150474 | 227-CRM - Electrical Maintenance | 500354-Bhaskar Bhattacharya | 2019-07-19 | PR | 1 | INTECONT TERSUS FOR WEIGH FEED SCHENCK | 5490A0344 | M | 308 | 40 | CRE1 | 101 | NP | 1 NOS | 135000 | 135000 | 2019-08-26 | 970270897 | 10 | 2019-08-09
1002153312 | 227-CRM - Electrical Maintenance | 500354-Bhaskar Bhattacharya | 2019-07-23 | PR | 1 | FACE SHLD;FACE SHIELD POLYCARBONATE AN | 5323A0012 | M | 290 | 40 | CRE1 | 104 | NB | 18 NOS | 5400 | 97200 | 2019-09-10 | 920744764 | 10 | 2019-08-02
1002154403 | 227-CRM - Electrical Maintenance | 504850-ANOOP RADHEYSHYAM PANDEY | 2019-07-24 | PR | 1 | RECTIFIER;250W190V150-500VSELENIUM | 5104A0016 | M | 239 | 40 | CRE1 | 104 | NB | 2 NOS | 18000 | 36000 | 2019-08-23 | 920752078 | 10 | 2019-08-20
1002154404 | 227-CRM - Electrical Maintenance | 504850-ANOOP RADHEYSHYAM PANDEY | 2019-07-24 | PR | 3 | CTRL TRF;3 KVATHREE DRY 415 V200 VF | 5506A0141 | M | 236 | 40 | CRE1 | 104 | NB | 2 NOS | 14000 | 28000 | 2019-08-23 | 920762674 | 10 | 2019-09-18
1002154406 | 227-CRM - Electrical Maintenance | 504850-ANOOP RADHEYSHYAM PANDEY | 2019-07-24 | PR | 2 | CONTROLLER;JOYSTICK CONTROLLER500VAC | 5495A0104 | M | 240 | 40 | CRE1 | 101 | NP | 5 NOS | 23000 | 115000 | 2019-09-22 | 970285854 | 10 | 2019-11-28
1002154411 | 227-CRM - Electrical Maintenance | 504850-ANOOP RADHEYSHYAM PANDEY | 2019-07-24 | PR | 1 | COMN MODM;RS 232 TO RS 422/485 CONVERTER | 5652A0045 | M | 292 | 40 | CRE1 | 104 | NB | 2 NOS | 16106.4 | 32212.8 | 2019-08-23 | 920741356 | 10 | 2019-07-25
1002154413 | 227-CRM - Electrical Maintenance | 504850-ANOOP RADHEYSHYAM PANDEY | 2019-07-24 | PR | 1 | MCCB;400A3690V50KAAC/DC50HZ | 5509A0324 | M | 234 | 40 | CRE1 | 104 | NB | 1 NOS | 21000 | 21000 | 2019-08-23 | 920754838 | 10 | 2019-08-27
1002154413 | 227-CRM - Electrical Maintenance | 504850-ANOOP RADHEYSHYAM PANDEY | 2019-07-24 | PR | 2 | MCCB;250A3690V55KAAC/DC50HZ | 5509A0331 | M | 234 | 40 | CRE1 | 104 | NB | 1 NOS | 25900 | 25900 | 2019-08-23 | 920754838 | 20 | 2019-08-27
1002154416 | 227-CRM - Electrical Maintenance | 504850-ANOOP RADHEYSHYAM PANDEY | 2019-07-24 | PR | 1 | FUSE;HRC500A700V200KAYESAC | 5748A0561 | M | 225 | 40 | CR01 | 104 | NB | 10 NOS | 2867 | 28670 | 2019-09-22 | 920762322 | 10 | 2019-09-17
1002154416 | 227-CRM - Electrical Maintenance | 504850-ANOOP RADHEYSHYAM PANDEY | 2019-07-24 | PR | 3 | FUSE;HRC SEMICONDUCTOR400A690V200KA | 5748A0570 | M | 225 | 40 | CR01 | 104 | NB | 10 NOS | 1853 | 18530 | 2019-09-22 | 920762322 | 20 | 2019-09-17
1002154881 | 227-CRM - Electrical Maintenance | 504850-ANOOP RADHEYSHYAM PANDEY | 2019-07-25 | PR | 2 | AIR FILTER 600 NM3/HR25 MMFEMALE THRE | 5008A0054 | M | 282 | 40 | CRE1 | 104 | NB | 2 NOS | 18000 | 36000 | 2019-08-24 | 920741359 | 10 | 2019-07-25
1002154904 | 227-CRM - Electrical Maintenance | 504850-ANOOP RADHEYSHYAM PANDEY | 2019-07-25 | RO | 1 | WATER BOTTLE MILTON ANY STAINLESS STE | 5789A0336 | M | 276 | 40 | CR01 | 600 | NB | 17 NOS | 266.5 | 4530.5 | 2019-08-24 | 4404803591 | 10 | 2019-07-25
1002154914 | 227-CRM - Electrical Maintenance | 504850-ANOOP RADHEYSHYAM PANDEY | 2019-07-25 | PR | 1 | FIELD SNSR;OXYGEN SENSORBOSCH12VDC | 5700A0455 | M | 256 | 40 | CRE1 | 104 | NB | 8 NOS | 10911.66 | 87293.28 | 2020-05-01 | 920747238 | 10 | 2019-08-08
1002154933 | 227-CRM - Electrical Maintenance | 504850-ANOOP RADHEYSHYAM PANDEY | 2019-07-25 | PR | 1 | POWER SUPPLY;230VAC13.5V10A | 5262A0235 | M | 235 | 40 | CRE1 | 104 | NP | 1 NOS | 2160 | 2160 | 2020-05-01 | 970285852 | 10 | 2019-11-28
1002154943 | 227-CRM - Electrical Maintenance | 153574-Pankaj Kumar | 2019-07-25 | RO | 1 | ED USER COM SPR;2 TB PORTABLE HARD DISK | 5309A0360 | M | 212 | 40 | CR01 | 121 | NB | 8 NOS | 5447 | 43576 | 2019-08-24 | 4404803470 | 10 | 2019-07-25
1002155096 | 227-CRM - Electrical Maintenance | 504850-ANOOP RADHEYSHYAM PANDEY | 2019-07-25 | PR | 3 | FIELD SNSRPRESSURE TRANSMITTERHYDAC10 | 5700A0026 | M | 238 | 40 | CRE1 | 101 | NP | 5 NOS | 34335 | 171675 | 2019-10-30 | 970331620 | 10 | 2020-10-21
1002156241 | 227-CRM - Electrical Maintenance | 121461-R K Sachan | 2019-07-27 | PR | 1 | O-RING;VITON 138 MM4 MM146 MM70 | 5395A1019 | M | 279 | 40 | CRE1 | 104 | NB | 20 NOS | 60 | 1200 | 2019-07-31 | 920744372 | 10 | 2019-08-01
1002156241 | 227-CRM - Electrical Maintenance | 121461-R K Sachan | 2019-07-27 | PR | 2 | O-RING;VITON 342 MM5 MM352 MM70 | 5395A1025 | M | 279 | 40 | CRE1 | 104 | NB | 20 NOS | 310 | 6200 | 2019-07-31 | 920744372 | 20 | 2019-08-01
1002156241 | 227-CRM - Electrical Maintenance | 121461-R K Sachan | 2019-07-27 | PR | 3 | O-RING;VITON 145 MM5 MM155 MM70 | 5395A1026 | M | 279 | 40 | CRE1 | 104 | NB | 20 NOS | 72 | 1440 | 2019-07-31 | 920744372 | 30 | 2019-08-01
1002156241 | 227-CRM - Electrical Maintenance | 121461-R K Sachan | 2019-07-27 | PR | 4 | O-RING;VITON 340 MM6 MM352 MM70 | 5395A1059 | M | 279 | 40 | CRE1 | 104 | NB | 20 NOS | 310 | 6200 | 2019-07-31 | 920744372 | 40 | 2019-08-01
1002156241 | 227-CRM - Electrical Maintenance | 121461-R K Sachan | 2019-07-27 | PR | 5 | O-RING;VITON 390 MM6 MM402 MM70 | 5395A1060 | M | 279 | 40 | CRE1 | 104 | NB | 20 NOS | 370 | 7400 | 2019-07-31 | 920744372 | 50 | 2019-08-01
1002156241 | 227-CRM - Electrical Maintenance | 121461-R K Sachan | 2019-07-27 | PR | 6 | O-RING;VITON 455 MM6 MM467 MM70 | 5395A1061 | M | 279 | 40 | CRE1 | 104 | NB | 20 NOS | 400 | 8000 | 2019-07-31 | 920744372 | 60 | 2019-08-01
1002156241 | 227-CRM - Electrical Maintenance | 121461-R K Sachan | 2019-07-27 | PR | 7 | O-RING;VITON 290 MM5 MM300 MM70 | 5395A1062 | M | 279 | 40 | CRE1 | 104 | NB | 20 NOS | 300 | 6000 | 2019-07-31 | 920744372 | 70 | 2019-08-01
1002156241 | 227-CRM - Electrical Maintenance | 121461-R K Sachan | 2019-07-27 | PR | 8 | O-RING;VITON 200 MM4 MM208 MM70 | 5395A1063 | M | 279 | 40 | CRE1 | 104 | NB | 20 NOS | 150 | 3000 | 2019-07-31 | 920744372 | 80 | 2019-08-01
1002156525 | 227-CRM - Electrical Maintenance | 198458-ANUPAM ANAND DUBEY | 2019-07-27 | PR | 1 | POWER SUPPLY240VAC24VDC2A2938730PHO | 5262A0020 | M | 235 | 40 | CRE1 | 104 | NB | 6 NOS | 8000 | 48000 | 2019-09-07 | 920750448 | 10 | 2019-08-16
1002156571 | 227-CRM - Electrical Maintenance | 198458-ANUPAM ANAND DUBEY | 2019-07-27 | PR | 1 | LAMP;LED TUBE30W2PIN230VAC | 5838A0418 | M | 229 | 40 | CRE1 | 104 | NB | 10 NOS | 2000 | 20000 | 2019-09-10 | 920750441 | 10 | 2019-08-16
1002156914 | 227-CRM - Electrical Maintenance | 504850-ANOOP RADHEYSHYAM PANDEY | 2019-07-29 | PR | 1 | PRSR TRNSMTR2 WIRE-1000 TO 1000MMWC10 | 5496A0066 | M | 256 | 40 | CRE1 | 101 | NB | 4 NOS | 26394 | 105576 | 2019-08-28 | 920747236 | 10 | 2019-08-08
1002157413 | 227-CRM - Electrical Maintenance | 153574-Pankaj Kumar | 2019-07-29 | RO | 2 | INSTRMNT MSRNG;LASERTHERMOMETERFLUKE | 5668A0093 | M | 235 | 40 | CRE1 | 101 | NB | 2 NOS | 3200 | 6400 | 2019-08-28 | 4404819676 | 10 | 2019-07-29
1002158288 | 227-CRM - Electrical Maintenance | 153574-Pankaj Kumar | 2019-07-30 | RO | 1 | ECL - OMRON RELAY | 1142A0256 | M | 232 | 40 | CRE1 | 101 | NB | 70 NOS | 210 | 14700 | 2019-09-10 | 4404827254 | 10 | 2019-07-31
1002158620 | 227-CRM - Electrical Maintenance | 121461-R K Sachan | 2019-07-31 | PR | 1 | HOTR;ELECTRONIC 100 DB AT 1 METER 24 | 5048A0033 | M | 233 | 40 | CRE1 | 104 | NB | 1 NOS | 6000 | 6000 | 2019-08-30 | 920744376 | 10 | 2019-08-01
1002158903 | 227-CRM - Electrical Maintenance | 121461-R K Sachan | 2019-07-31 | PR | 1 | CHNL TRY;PVC CABLE TRAY 25 MM30X25X100 | 5635A0001 | M | 227 | 40 | CRE1 | 104 | NB | 50 NOS | 500 | 25000 | 2019-08-30 | 920744804 | 10 | 2019-08-02
1002159394 | 227-CRM - Electrical Maintenance | 500354-Bhaskar Bhattacharya | 2019-08-01 | PR | 1 | DSPLY SCRN;47INHD LED230VAC | 5107A0025 | M | 240 | 40 | CRE1 | 104 | NB | 2 NOS | 40000 | 80000 | 2019-09-02 | 920744599 | 10 | 2019-08-02
1002159864 | 227-CRM - Electrical Maintenance | 121461-R K Sachan | 2019-08-01 | PR | 1 | SPL INST;TEMPERATURE STICKER TEMPERATUR | 6049A0066 | M | 256 | 40 | CRE1 | 104 | NB | 1000 NOS | 43 | 43000 | 2020-04-30 | 920836198 | 10 | 2020-03-16
1002160067 | 227-CRM - Electrical Maintenance | 198458-ANUPAM ANAND DUBEY | 2019-08-01 | PR | 1 | OPTL PHTSNSR;THROUGH BEAM PHOTOELE. SENS | 5940A0074 | M | 256 | 40 | CRE1 | 104 | NB | 8 NOS | 5000 | 40000 | 2019-08-31 | 920744812 | 10 | 2019-08-02
1002160137 | 227-CRM - Electrical Maintenance | 198458-ANUPAM ANAND DUBEY | 2019-08-01 | PR | 1 | LUMR;WELL GLASS29WAC140 - 270VNO | 6093A0014 | M | 229 | 40 | CRE1 | 101 | NB | 150 NOS | 1100 | 165000 | 2019-08-31 | 920776132 | 10 | 2019-10-21
1002160137 | 227-CRM - Electrical Maintenance | 198458-ANUPAM ANAND DUBEY | 2019-08-01 | PR | 2 | LUMR;TUBE T813WAC140 - 270VNOYES | 6093A0023 | M | 229 | 40 | CRE1 | 101 | NB | 250 NOS | 200 | 50000 | 2019-08-31 | 920776132 | 20 | 2019-10-21
1002160232 | 227-CRM - Electrical Maintenance | 121461-R K Sachan | 2019-08-02 | PR | 1 | GUIDE RAIL RAIL 2 X 160 MMFIBRE REINF | 5819A0137 | M | 295 | 40 | CRE1 | 104 | NB | 75 NOS | 550 | 41250 | 2019-09-01 | 920750450 | 10 | 2019-08-16
1002160259 | 227-CRM - Electrical Maintenance | 500354-Bhaskar Bhattacharya | 2019-08-02 | PR | 1 | CARD LV DRIVE LOGIC BOARD HITACHI SJ70 | 5542A2346 | M | 240 | 40 | CRE1 | 104 | NP | 1 NOS | 30000 | 30000 | 2019-09-04 | 970273276 | 10 | 2019-08-26
1002161097 | 227-CRM - Electrical Maintenance | 504850-ANOOP RADHEYSHYAM PANDEY | 2019-08-03 | PR | 3 | RELAY;NUMERICAL MOTOR PROTECTION +/- | 5607A0936 | M | 232 | 40 | CRE1 | 101 | NP | 15 NOS | 9785 | 146775 | 2020-09-30 | 970322100 | 10 | 2020-08-17
1002161409 | 227-CRM - Electrical Maintenance | 121461-R K Sachan | 2019-08-03 | RO | 1 | OFFC ACCS;UMBRELLA | 5789A0101 | M | 276 | 40 | CRE1 | 104 | NB | 2 NOS | 155 | 310 | 2019-08-15 | 4404903316 | 10 | 2019-08-20
1002163304 | 227-CRM - Electrical Maintenance | 500354-Bhaskar Bhattacharya | 2019-08-07 | PR | 1 | TRACTION PULLEY THYSSENKRUPP ELEVATOR | 5669A2328 | M | 230 | 40 | CRE1 | 101 | NP | 1 NOS | 170000 | 170000 | 2019-09-10 | 970270896 | 10 | 2019-08-09
1002163476 | 227-CRM - Electrical Maintenance | 121461-R K Sachan | 2019-08-07 | PR | 1 | PROXIMITYINDUCTIVE SWITCH15MM10-30VI | 5885A0035 | M | 234 | 40 | CRE1 | 101 | NB | 25 NOS | 7000 | 175000 | 2019-10-02 | 920781750 | 10 | 2019-11-04
1002163476 | 227-CRM - Electrical Maintenance | 121461-R K Sachan | 2019-08-07 | PR | 2 | PROXIMITYINDUCTIVE SWITCH15MM10-36VI | 5885A0043 | M | 234 | 40 | CRE1 | 101 | NB | 15 NOS | 7000 | 105000 | 2019-10-02 | 920781750 | 20 | 2019-11-04
1002163516 | 227-CRM - Electrical Maintenance | 121461-R K Sachan | 2019-08-07 | PR | 1 | FIELD SNSRINDUCTIVEIFM10-36VDC250MA | 5700A0044 | M | 238 | 40 | CRE1 | 104 | NB | 10 NOS | 10000 | 100000 | 2019-10-02 | 920827734 | 10 | 2020-02-24
1002165431 | 227-CRM - Electrical Maintenance | 504850-ANOOP RADHEYSHYAM PANDEY | 2019-08-09 | PR | 1 | SPL INST;STRESSOMETER MEASUREMENT CNT C | 6049A0134 | M | 256 | 40 | CRE1 | 107 | NB | 1 NOS | 90000 | 90000 | 2019-09-08 | 920786153 | 10 | 2019-11-14
1002166107 | 227-CRM - Electrical Maintenance | 198458-ANUPAM ANAND DUBEY | 2019-08-10 | PR | 1 | SPL MOTR;TONG OPEN CLOSE MOTORUIKER | 5924A0163 | M | 230 | 40 | CRE1 | 101 | NB | 3 NOS | 41324.4 | 123973.2 | 2019-09-24 | 920776134 | 10 | 2019-10-21
1002166123 | 227-CRM - Electrical Maintenance | 198458-ANUPAM ANAND DUBEY | 2019-08-10 | PR | 2 | INSULATING MATLTAPEADHESIVE (PVC)19MM | 5859A0021 | M | 228 | 40 | CRE1 | 104 | NB | 450 NOS | 7.31 | 3289.5 | 2019-09-11 | 920750438 | 10 | 2019-08-16
1002167913 | 227-CRM - Electrical Maintenance | 154844-JEEVAN JYOTI JENA | 2019-08-14 | RO | 1 | DRY CELLS FOR 150AH BATTERY BANK OF BATT | 0959B0015 | M | 221 | 40 | CRE1 | 101 | NB | 115 NOS | 6900 | 793500 | 2019-09-25 | 4406209939 | 10 | 2020-07-09
1002169489 | 227-CRM - Electrical Maintenance | 504850-ANOOP RADHEYSHYAM PANDEY | 2019-08-17 | PR | 1 | POW SPLY;100-240 VAC+3.3+5+12-12-5 | 5262A0311 | M | 235 | 40 | CRE1 | 104 | NB | 2 NOS | 15000 | 30000 | 2019-08-17 | 920754841 | 10 | 2019-08-27
1002172122 | 227-CRM - Electrical Maintenance | 119449-Swapan K Das | 2019-08-21 | PR | 1 | UV FLAME SCANNER DURAG ARP BURNER FLA | 5956A2634 | M | 256 | 40 | 227R | 101 | NP | 1 NOS | 225000 | 225000 | 2019-08-21 | 970292771 | 10 | 2020-01-16
1002174287 | 227-CRM - Electrical Maintenance | 121461-R K Sachan | 2019-08-24 | PR | 2 | DSPLY SCRN;47INHD LED230VAC | 5107A0025 | M | 240 | 40 | CRE1 | 121 | NB | 1 NOS | 31000 | 31000 | 2019-09-23 | 920754832 | 10 | 2019-08-27
1002175146 | 227-CRM - Electrical Maintenance | 198458-ANUPAM ANAND DUBEY | 2019-08-26 | PR | 1 | BRKE ACC;BRAKE SHOE WITH LINERBCHBCH | 5521A0210 | M | 237 | 40 | CRE1 | 104 | NP | 8 PAA | 6600 | 52800 | 2019-09-24 | 970303884 | 10 | 2020-04-02
1002176753 | 227-CRM - Electrical Maintenance | 121461-R K Sachan | 2019-08-28 | PR | 1 | PWR DSTBN PNL;POWER COLLECTOR ENGINEER | 6028A0116 | M | 231 | 40 | CRE1 | 101 | NP | 95 NOS | 2600 | 247000 | 2019-09-27 | 970284372 | 10 | 2019-11-18
1002177887 | 227-CRM - Electrical Maintenance | 121461-R K Sachan | 2019-08-30 | PR | 2 | ACTTRCNTRL VLV;CONTINOUS CONTROL | 5519A0092 | M | 256 | 40 | CRE1 | 101 | NP | 3 NOS | 225000 | 675000 | 2019-10-29 | 970274877 | 10 | 2019-09-06
1002178186 | 227-CRM - Electrical Maintenance | 121461-R K Sachan | 2019-08-30 | PR | 1 | CONTROLLER;JOYSTICK CONTROLLER500VAC | 5495A0104 | M | 240 | 40 | CRE1 | 101 | NB | 10 NOS | 25000 | 250000 | 2019-10-29 | 920758070 | 10 | 2019-09-04
1002179020 | 227-CRM - Electrical Maintenance | 504850-ANOOP RADHEYSHYAM PANDEY | 2019-09-01 | RO | 1 | RELAY;NUMERICALMOTOR PROTECTION+/-2% | 5607A0699 | M | 232 | 40 | CRE1 | 101 | NB | 10 NOS | 37000 | 370000 | 2019-10-01 | 4404999084 | 10 | 2019-09-17
1002179292 | 227-CRM - Electrical Maintenance | 121461-R K Sachan | 2019-09-02 | PR | 1 | IND LAMP;RED 110 VLED INDICATOR RED | 5868A0230 | M | 229 | 40 | CRE1 | 101 | NB | 15 NOS | 10000 | 150000 | 2019-10-02 | 920827725 | 10 | 2020-02-24
1002181809 | 227-CRM - Electrical Maintenance | 121461-R K Sachan | 2019-09-05 | PR | 1 | I/O EXTENSION MODULE LOTUS WIRELESS RT | 5453A0198 | M | 212 | 40 | CRE1 | 121 | NP | 2 NOS | 75000 | 150000 | 2019-10-05 | 970274879 | 10 | 2019-09-06
1002181814 | 227-CRM - Electrical Maintenance | 504850-ANOOP RADHEYSHYAM PANDEY | 2019-09-05 | PR | 1 | AC MOTR;IE3 37.9 KW415 +/- 10% VSQUIRRE | 5900A2734 | M | 230 | 40 | CRE1 | 104 | NB | 1 NOS | 48000 | 48000 | 2019-09-05 | 920844255 | 10 | 2020-04-06
1002182702 | 227-CRM - Electrical Maintenance | 198458-ANUPAM ANAND DUBEY | 2019-09-06 | PR | 1 | POWR SPLY;220VAC100KV200MA | 5262A0247 | M | 235 | 40 | CRE1 | 107 | NP | 2 NOS | 454490 | 908980 | 2019-10-31 | 970276829 | 10 | 2019-09-23
1002182722 | 227-CRM - Electrical Maintenance | 198458-ANUPAM ANAND DUBEY | 2019-09-06 | PR | 1 | SW GR&CB SPR;FUSE TERMINALPHOENIX | 5872A1849 | M | 234 | 40 | CRE1 | 104 | NB | 100 NOS | 100 | 10000 | 2019-10-06 | 920761971 | 10 | 2019-09-16
1002183448 | 227-CRM - Electrical Maintenance | 504850-ANOOP RADHEYSHYAM PANDEY | 2019-09-07 | PR | 1 | SPL BRG;310RY44-387 HITACHI JAPAN MILL | 5653A1160 | M | 201 | 40 | CRE1 | 107 | NP | 1 NOS | 2800000 | 2800000 | 2019-10-07 | 970283031 | 10 | 2019-11-08
1002183449 | 227-CRM - Electrical Maintenance | 504850-ANOOP RADHEYSHYAM PANDEY | 2019-09-07 | PR | 1 | CPC WR INDUCTIVE SENSOR NIRECO CORPORAT | 5956A3262 | M | 256 | 40 | 227R | 107 | NP | 1 NOS | 921643.23 | 921643.23 | 2019-10-07 | 970291540 | 10 | 2020-01-08
1002183449 | 227-CRM - Electrical Maintenance | 504850-ANOOP RADHEYSHYAM PANDEY | 2019-09-07 | PR | 2 | PRE-AMPLIFIER BOX NIRECO CORPORATION N | 6128A0022 | M | 256 | 40 | CREW | 107 | NP | 1 NOS | 959653.01 | 959653.01 | 2019-09-22 | 970291540 | 20 | 2020-01-08
1002183473 | 227-CRM - Electrical Maintenance | 504850-ANOOP RADHEYSHYAM PANDEY | 2019-09-08 | PR | 1 | PROJECTOR UNIT NIRECO CORPORATION JAPAN | 5969A0066 | M | 235 | 40 | CRE1 | 107 | NP | 1 NOS | 90000 | 90000 | 2019-10-23 | 970285851 | 10 | 2019-11-28
1002183474 | 227-CRM - Electrical Maintenance | 504850-ANOOP RADHEYSHYAM PANDEY | 2019-09-08 | PR | 1 | FUSE;HRC32A500V120KAAC | 5748A0610 | M | 225 | 40 | CRE1 | 104 | NB | 20 NOS | 600 | 12000 | 2019-10-08 | 920762324 | 10 | 2019-09-17
1002183679 | 227-CRM - Electrical Maintenance | 119449-Swapan K Das | 2019-09-09 | PR | 1 | VALVE ISLAND MODULAR NORGREN VS1806M00 | 5546A0029 | M | 282 | 40 | CRE1 | 107 | NP | 1 NOS | 81287.3 | 81287.3 | 2019-09-09 | 970296545 | 10 | 2020-02-12
1002183906 | 227-CRM - Electrical Maintenance | 198458-ANUPAM ANAND DUBEY | 2019-09-09 | PR | 1 | CNTRLR;JOYSTICK CONTROLLER 220 VACDIGI | 5495A0199 | M | 240 | 40 | CRE1 | 104 | NB | 20 NOS | 5000 | 100000 | 2019-10-09 | 920763544 | 10 | 2019-09-20
1002183916 | 227-CRM - Electrical Maintenance | 198458-ANUPAM ANAND DUBEY | 2019-09-09 | PR | 1 | SLDRNG WIR;SOLDERING WIRE 24 SWG60% | 5172A0013 | M | 301 | 40 | CRE1 | 104 | NB | 10 025 | 500 | 5000 | 2019-10-09 | 920761986 | 10 | 2019-09-16
1002184887 | 227-CRM - Electrical Maintenance | 121461-R K Sachan | 2019-09-10 | PR | 1 | BATTERY;SMFUPS12V42AMHBOLT- ON50oC | 5537A0146 | M | 221 | 40 | CRE1 | 101 | NB | 66 NOS | 3200 | 211200 | 2019-10-10 | 920827742 | 10 | 2020-02-24
1002186041 | 227-CRM - Electrical Maintenance | 153574-Pankaj Kumar | 2019-09-11 | RO | 1 | LUMR;WELL GLASS29WAC140 - 270VNO | 6093A0014 | M | 229 | 40 | CRE1 | 101 | NB | 200 NOS | 750 | 150000 | 2019-10-11 | 4405075389 | 10 | 2019-10-07
1002186046 | 227-CRM - Electrical Maintenance | 153574-Pankaj Kumar | 2019-09-11 | RO | 1 | TABLET;WINMATE M133W TABLET PC WLAN/BL | 6096A0012 | M | 212 | 40 | CRE1 | 121 | NB | 1 NOS | 265000 | 265000 | 2019-10-11 | 4404999050 | 10 | 2019-09-17
1002186677 | 227-CRM - Electrical Maintenance | 500354-Bhaskar Bhattacharya | 2019-09-12 | RO | 1 | LUMR;WELL GLASS29WAC140 - 270VNO | 6093A0014 | M | 229 | 40 | CRE1 | 101 | NB | 615 NOS | 750 | 461250 | 2019-09-18 | 4405006254 | 10 | 2019-09-19
1002186677 | 227-CRM - Electrical Maintenance | 500354-Bhaskar Bhattacharya | 2019-09-12 | RO | 2 | LUMR;TUBE T813WAC140 - 270VNOYES | 6093A0023 | M | 229 | 40 | CRE1 | 101 | NB | 1300 NOS | 143 | 185900 | 2019-09-18 | 4405006255 | 10 | 2019-09-19
1002186677 | 227-CRM - Electrical Maintenance | 500354-Bhaskar Bhattacharya | 2019-09-12 | RO | 3 | LUMR;WELL GLASS39WAC140 - 270VNO | 6093A0031 | M | 229 | 40 | CRE1 | 101 | NB | 530 NOS | 680 | 360400 | 2019-09-18 | 4405006254 | 20 | 2019-09-19
1002187922 | 227-CRM - Electrical Maintenance | 504850-ANOOP RADHEYSHYAM PANDEY | 2019-09-17 | PR | 1 | CARBON BRUSH HITACHI AM 2STD H HITACH | 5623A0795 | M | 230 | 40 | CRE1 | 104 | NB | 10 NOS | 2000 | 20000 | 2019-09-17 | 920762321 | 10 | 2019-09-17
1002187922 | 227-CRM - Electrical Maintenance | 504850-ANOOP RADHEYSHYAM PANDEY | 2019-09-17 | PR | 2 | CRBN BRS;SA4542 HITACHI CARBN BRUSH WI | 5867A0323 | M | 230 | 40 | CRE1 | 104 | NB | 10 NOS | 800 | 8000 | 2019-12-16 | 920762321 | 20 | 2019-09-17
1002188323 | 227-CRM - Electrical Maintenance | 504850-ANOOP RADHEYSHYAM PANDEY | 2019-09-18 | RO | 3 | LUMR;WELL GLASS29WAC140 - 270VNO | 6093A0014 | M | 229 | 40 | CRE1 | 101 | NB | 60 NOS | 750 | 45000 | 2019-09-18 | 4405220810 | 10 | 2019-11-14
1002188324 | 227-CRM - Electrical Maintenance | 504850-ANOOP RADHEYSHYAM PANDEY | 2019-09-18 | PR | 2 | ELCT T&M INST;HAND HELD VIBROMETER908 | 5189A0064 | M | 235 | 40 | CRE1 | 104 | NB | 2 SET | 24024.5 | 48049 | 2019-10-18 | 920770534 | 10 | 2019-10-07
1002188326 | 227-CRM - Electrical Maintenance | 504850-ANOOP RADHEYSHYAM PANDEY | 2019-09-18 | RO | 1 | ECL - OMRON RELAY | 1142A0256 | M | 232 | 40 | CRE1 | 101 | NB | 50 NOS | 210 | 10500 | 2019-10-30 | 4405002255 | 10 | 2019-09-18
1002189131 | 227-CRM - Electrical Maintenance | 504850-ANOOP RADHEYSHYAM PANDEY | 2019-09-19 | RO | 1 | TABLET;WINMATE M133W TABLET PC WLAN/BL | 6096A0012 | M | 212 | 40 | CRE1 | 121 | NB | 1 NOS | 265000 | 265000 | 2019-10-19 | 4405029566 | 10 | 2019-09-25
1002193850 | 227-CRM - Electrical Maintenance | 504850-ANOOP RADHEYSHYAM PANDEY | 2019-09-25 | RO | 1 | HRC FUSE 6 AMPERES | 0877A0501 | M | 225 | 40 | CRE1 | 101 | NB | 100 NOS | 70.84 | 7084 | 2019-09-25 | 4405036044 | 10 | 2019-09-27
1002193850 | 227-CRM - Electrical Maintenance | 504850-ANOOP RADHEYSHYAM PANDEY | 2019-09-25 | RO | 2 | HF FUSE 25ASF90152L&T | 0877A0739 | M | 225 | 40 | CRE1 | 101 | NB | 100 NOS | 70.84 | 7084 | 2019-09-25 | 4405036044 | 20 | 2019-09-27
1002193855 | 227-CRM - Electrical Maintenance | 504850-ANOOP RADHEYSHYAM PANDEY | 2019-09-25 | RO | 1 | 3M White Sticker Board | 1551A0045 | M | 274 | 40 | CR85 | 133 | NB | 130 FT2 | 349 | 45370 | 2019-09-25 | 4405036687 | 10 | 2019-09-27
1002193857 | 227-CRM - Electrical Maintenance | 504850-ANOOP RADHEYSHYAM PANDEY | 2019-09-25 | RO | 6 | SPL CBL;4 PAIR TWISTED SCREENED CABLE | 6045A0094 | M | 222 | 40 | CRE1 | 101 | NB | 400 M | 113 | 45200 | 2019-10-25 | 4405036711 | 10 | 2019-09-27
1002194350 | 227-CRM - Electrical Maintenance | 198458-ANUPAM ANAND DUBEY | 2019-09-26 | PR | 1 | ED USER COM SPRBLACK ON WHITE TAPE CART | 5309A0030 | M | 212 | 40 | CRE1 | 121 | NB | 4 NOS | 1700 | 6800 | 2019-09-30 | 920770536 | 10 | 2019-10-07
1002195258 | 227-CRM - Electrical Maintenance | 500354-Bhaskar Bhattacharya | 2019-09-27 | PR | 1 | 6PIN FEMALE CONECTR 20M CABLE AMETECH S | 5512A0246 | M | 308 | 40 | CRE1 | 104 | NP | 6 NOS | 2200 | 13200 | 2019-10-28 | 970277737 | 10 | 2019-09-30
1002198454 | 227-CRM - Electrical Maintenance | 121461-R K Sachan | 2019-10-03 | RO | 1 | LFT SPR;INVRTR TKE-1-18.5 7.5KW OL/CL | 5669A0400 | M | 230 | 40 | CRE1 | 101 | NB | 1 NOS | 185725 | 185725 | 2019-10-31 | 4405086057 | 10 | 2019-10-10
1002198454 | 227-CRM - Electrical Maintenance | 121461-R K Sachan | 2019-10-03 | RO | 2 | LFT SPR;BRAKE RESISTNCE ASY 50 OHM 4KW | 5669A0414 | M | 230 | 40 | CRE1 | 101 | NB | 1 NOS | 17388 | 17388 | 2019-11-02 | 4405086057 | 20 | 2019-10-10
1002198949 | 227-CRM - Electrical Maintenance | 121461-R K Sachan | 2019-10-04 | PR | 1 | CPU GUILD INTERNATIONAL 2204MFWSPCPU | 5620A3255 | M | 240 | 40 | CRE1 | 107 | NP | 1 NOS | 234720 | 234720 | 2019-11-03 | 970280133 | 10 | 2019-10-18
1002198949 | 227-CRM - Electrical Maintenance | 121461-R K Sachan | 2019-10-04 | PR | 2 | DRV MODL;360 KVAGUILD INTERNATIONAL | 6098A0351 | M | 240 | 40 | CRE1 | 107 | NP | 1 NOS | 1304000 | 1304000 | 2019-11-03 | 970280133 | 20 | 2019-10-18
1002198979 | 227-CRM - Electrical Maintenance | 121461-R K Sachan | 2019-10-04 | PR | 1 | LIFT;PASSENGER LIFT 2 NOS272 KG15.35 | 6070A0025 | M | 230 | 40 | CRE1 | 101 | NP | 1 NOS | 3200000 | 3200000 | 2019-11-03 | 970280158 | 10 | 2019-10-18
1002200179 | 227-CRM - Electrical Maintenance | 500354-Bhaskar Bhattacharya | 2019-10-07 | PR | 1 | SOFTWARE;WORRY FREE BUSINESS SECURITY S | 5276A0171 | M | 212 | 40 | CRE1 | 121 | NP | 30 NOS | 1820 | 54600 | 2019-11-25 | 970285477 | 10 | 2019-11-26
1002200402 | 227-CRM - Electrical Maintenance | 500354-Bhaskar Bhattacharya | 2019-10-11 | PR | 1 | 8.5 TR condensing unit 8.5TR Cond Unit | 5870C3858 | M | 320 | 40 | CRE1 | 114 | NC | 1 NOS | 1500000 | 1500000 | 2019-12-02 | 910012907 | 10 | 2019-10-11
1002200569 | 227-CRM - Electrical Maintenance | 121461-R K Sachan | 2019-10-08 | PR | 1 | SPL CBL;DATA HIGHWAY CABLE TWIN AXIAL | 6045A0381 | M | 222 | 40 | CRE1 | 101 | NB | 1525 M | 325 | 495625 | 2019-11-07 | 920771667 | 10 | 2019-10-10
1002200627 | 227-CRM - Electrical Maintenance | 121461-R K Sachan | 2019-10-08 | PR | 1 | EL ISLTR;MANUALLY 500 V2 NOS32 A230 | 5505A0078 | M | 234 | 40 | CRE1 | 104 | NB | 10 NOS | 5000 | 50000 | 2019-11-07 | 920770926 | 10 | 2019-10-08
1002200653 | 227-CRM - Electrical Maintenance | 121461-R K Sachan | 2019-10-08 | PR | 1 | BATTERY;LITHIUM IONPOWER BACK UP3.6V | 5537A0145 | M | 221 | 40 | CRE1 | 104 | NB | 3 NOS | 5000 | 15000 | 2019-11-07 | 920770925 | 10 | 2019-10-08
1002200819 | 227-CRM - Electrical Maintenance | 504850-ANOOP RADHEYSHYAM PANDEY | 2019-10-08 | RO | 1 | PR TRNTR;4 TO 20 MA DC WITH DIGITAL COM | 5496A0415 | M | 256 | 40 | CRE1 | 101 | NB | 2 NOS | 19931 | 39862 | 2019-11-07 | 4405105543 | 10 | 2019-10-15
1002200820 | 227-CRM - Electrical Maintenance | 504850-ANOOP RADHEYSHYAM PANDEY | 2019-10-08 | RO | 1 | PR TRNTR;4 TO 20 MA DC WITH DIGITAL COM | 5496A0415 | M | 256 | 40 | CRE1 | 101 | NB | 2 NOS | 19931 | 39862 | 2019-11-27 | 4405086116 | 10 | 2019-10-10
1002202038 | 227-CRM - Electrical Maintenance | 410231-Mr.N S Jaggi | 2019-10-10 | PR | 1 | SPAREINSTRUMENTATION;SMART POSITIONER | 5956A0165 | M | 256 | 40 | CRE1 | 101 | NP | 3 NOS | 75000 | 225000 | 2019-12-25 | 970291431 | 10 | 2020-01-07
1002202187 | 227-CRM - Electrical Maintenance | 504850-ANOOP RADHEYSHYAM PANDEY | 2019-10-10 | RO | 1 | SWTCH NTWRK;1000MBPS81000 MBPS FIBER | 5437A0016 | M | 212 | 40 | CRE1 | 121 | NB | 4 NOS | 41656 | 166624 | 2019-10-10 | 4405104655 | 10 | 2019-10-15
1002202187 | 227-CRM - Electrical Maintenance | 504850-ANOOP RADHEYSHYAM PANDEY | 2019-10-10 | RO | 2 | N/W PASSIVE DEVICE FO CABLE | 6008A0002 | M | 212 | 40 | CRE1 | 121 | NB | 1000 M | 40.61 | 40610 | 2019-10-10 | 4405104655 | 20 | 2019-10-15
1002202187 | 227-CRM - Electrical Maintenance | 504850-ANOOP RADHEYSHYAM PANDEY | 2019-10-10 | RO | 3 | N/WPASSIVE DEVICE NETWORK RACK | 6012A0004 | M | 212 | 40 | CRE1 | 121 | NB | 2 NOS | 5423 | 10846 | 2019-10-10 | 4405104655 | 30 | 2019-10-15
1002202187 | 227-CRM - Electrical Maintenance | 504850-ANOOP RADHEYSHYAM PANDEY | 2019-10-10 | RO | 4 | N/W TRANSRECEIVER FIBER MODULE;CISCO | 6015A0001 | M | 212 | 40 | CRE1 | 121 | NB | 4 NOS | 48677 | 194708 | 2019-11-09 | 4405104655 | 40 | 2019-10-15
1002202691 | 227-CRM - Electrical Maintenance | 121461-R K Sachan | 2019-10-11 | PR | 1 | IND LAMP;REDGREENAMBER 24 VDCTOWER | 5868A0241 | M | 229 | 40 | CRE1 | 104 | NB | 4 NOS | 12000 | 48000 | 2019-11-10 | 920773626 | 10 | 2019-10-15
1002202707 | 227-CRM - Electrical Maintenance | 121461-R K Sachan | 2019-10-11 | PR | 1 | HOTR;ELECTRONIC 100 DB AT 1 METER 24 | 5048A0033 | M | 233 | 40 | CRE1 | 104 | NB | 1 NOS | 2500 | 2500 | 2019-11-10 | 920774747 | 10 | 2019-10-17
1002203308 | 227-CRM - Electrical Maintenance | 198458-ANUPAM ANAND DUBEY | 2019-10-12 | PR | 1 | LT CBL;31.5MM2COPPERPVC | 5717A0324 | M | 222 | 40 | CRE1 | 104 | NB | 400 M | 32.65 | 13060 | 2019-11-11 | 920773627 | 10 | 2019-10-15
1002204759 | 227-CRM - Electrical Maintenance | 198458-ANUPAM ANAND DUBEY | 2019-10-15 | PR | 1 | CCTV CAMERA ADAPTER ANY REPUTED ANY | 5648A0340 | M | 314 | 40 | CRE1 | 104 | NB | 6 NOS | 800 | 4800 | 2019-11-14 | 920776640 | 10 | 2019-10-22
1002204759 | 227-CRM - Electrical Maintenance | 198458-ANUPAM ANAND DUBEY | 2019-10-15 | PR | 2 | CAMERA FOR INSPECTION STANDARD | 6187A0026 | M | 212 | 40 | CRE1 | 104 | NB | 16 066 | 800 | 12800 | 2019-11-14 | 920776639 | 10 | 2019-10-22
1002204958 | 227-CRM - Electrical Maintenance | 504850-ANOOP RADHEYSHYAM PANDEY | 2019-10-15 | RO | 1 | SOFTWARE;TRUE IMAGE ACRONIS CLIENT LIC | 5276A0216 | M | 212 | 40 | CRE1 | 121 | NB | 2 NOS | 3800 | 7600 | 2019-10-30 | 4405112983 | 10 | 2019-10-17
1002205282 | 227-CRM - Electrical Maintenance | 121461-R K Sachan | 2019-10-16 | PR | 1 | SW GR&CB SPRACTUATORSIEMENSPUSH BUTTO | 5872A0572 | M | 234 | 40 | CRE1 | 104 | NB | 48 NOS | 1000 | 48000 | 2019-11-15 | 920774744 | 10 | 2019-10-17
1002205482 | 227-CRM - Electrical Maintenance | 504850-ANOOP RADHEYSHYAM PANDEY | 2019-10-16 | RO | 1 | SOFTWARE;TRUE IMAGE ACRONIS CLIENT LIC | 5276A0216 | M | 212 | 40 | CRE1 | 121 | NB | 1 NOS | 3800 | 3800 | 2019-10-30 | 4405127921 | 10 | 2019-10-21
1002205482 | 227-CRM - Electrical Maintenance | 504850-ANOOP RADHEYSHYAM PANDEY | 2019-10-16 | RO | 2 | N/WPASSIVE DEVICE NETWORK RACK | 6012A0003 | M | 212 | 40 | CRE1 | 121 | NB | 2 NOS | 6038 | 12076 | 2019-10-30 | 4405127921 | 20 | 2019-10-21
1002205482 | 227-CRM - Electrical Maintenance | 504850-ANOOP RADHEYSHYAM PANDEY | 2019-10-16 | RO | 3 | NW SPARES;CAT-6 UTP FRPVC JACKET LSZH | 6186A0124 | M | 212 | 40 | CR01 | 121 | NB | 3 NOS | 8505.28 | 25515.84 | 2019-10-30 | 4405127921 | 30 | 2019-10-21
1002206476 | 227-CRM - Electrical Maintenance | 504850-ANOOP RADHEYSHYAM PANDEY | 2019-10-17 | RO | 1 | DRV SPR;MAIN CIRCUIT INTERFACE KITABB | 5542A0528 | M | 240 | 40 | CRE1 | 101 | NB | 1 NOS | 49652 | 49652 | 2019-11-16 | 4405159460 | 10 | 2019-10-30
1002208369 | 227-CRM - Electrical Maintenance | 123226-Mr Swapan Bera | 2019-10-21 | PR | 1 | CARD VERTIV ENERGY PRIVATE LIMITED 100 | 5571A0021 | M | 240 | 40 | CRE1 | 101 | NP | 4 NOS | 15795.2 | 63180.8 | 2020-05-27 | 970293432 | 10 | 2020-01-21
1002208369 | 227-CRM - Electrical Maintenance | 123226-Mr Swapan Bera | 2019-10-21 | PR | 2 | UPS SPR;COMMUNICATION INTERFACE BOARD | 5571A0005 | M | 240 | 40 | CRE1 | 101 | NP | 4 NOS | 16000 | 64000 | 2020-05-27 | 970293432 | 20 | 2020-01-21
1002208455 | 227-CRM - Electrical Maintenance | 198458-ANUPAM ANAND DUBEY | 2019-10-21 | PR | 4 | MESRG ISNT;ELECTRONICS MOTOR CHECKER E | 5668A0201 | M | 235 | 40 | CR01 | 104 | NB | 1 NOS | 30000 | 30000 | 2019-11-20 | 920777241 | 10 | 2019-10-23
1002209212 | 227-CRM - Electrical Maintenance | 504850-ANOOP RADHEYSHYAM PANDEY | 2019-10-22 | PR | 2 | SW GR&CB SPRDRIVE ISOLATOR HANDLEABBC | 5872A0382 | M | 234 | 40 | CRE1 | 104 | NB | 10 NOS | 900 | 9000 | 2019-11-16 | 920776761 | 10 | 2019-10-22
1002210046 | 227-CRM - Electrical Maintenance | 500354-Bhaskar Bhattacharya | 2019-10-23 | PR | 2 | PILOT BURNER FOR CGL2 FURNACE 0038 8102 | 6019A0241 | M | 211 | 40 | CRE1 | 107 | NP | 5 NOS | 100000 | 500000 | 2020-04-06 | 970302548 | 10 | 2020-03-23
1002210057 | 227-CRM - Electrical Maintenance | 154844-JEEVAN JYOTI JENA | 2019-10-23 | PR | 1 | SPL INST;TEMPERATURE STICKER TEMPERATUR | 6049A0066 | M | 256 | 40 | CRE1 | 104 | NB | 1000 NOS | 42 | 42000 | 2019-11-22 | 920777249 | 10 | 2019-10-23
1002210068 | 227-CRM - Electrical Maintenance | 500354-Bhaskar Bhattacharya | 2019-10-23 | PR | 1 | LAMP;INFRA RED3800WNORMAL415VAC | 5838A0388 | M | 229 | 40 | CRE1 | 101 | NP | 200 NOS | 3760.5 | 752100 | 2020-01-22 | 970302544 | 10 | 2020-03-23
1002210458 | 227-CRM - Electrical Maintenance | 121461-R K Sachan | 2019-10-24 | RO | 1 | LV VFD;30KWFANTHREE415V6IGBT50HZ | 5625A0110 | M | 240 | 40 | CRE1 | 101 | NP | 2 NOS | 202800 | 405600 | 2019-10-24 | 4405177927 | 10 | 2019-11-04
1002210731 | 227-CRM - Electrical Maintenance | 121461-R K Sachan | 2019-10-24 | PR | 1 | LT CBL;11MM2COPPERPVC | 5717A0377 | M | 222 | 40 | CRE1 | 104 | NB | 800 M | 15 | 12000 | 2019-11-23 | 920777576 | 10 | 2019-10-24
1002212857 | 227-CRM - Electrical Maintenance | 149329-RAVI SHEKHAR | 2019-10-29 | RO | 1 | Art PaperDigitalsinglemorethan50 nos | 0291A6503 | M | 274 | 40 | CR01 | 133 | NB | 2000 NOS | 2.15 | 4300 | 2019-10-29 | 4405156149 | 10 | 2019-10-29
1002212857 | 227-CRM - Electrical Maintenance | 149329-RAVI SHEKHAR | 2019-10-29 | RO | 2 | RegisterRexine with cloth(8x13) | 0299A0458 | M | 277 | 40 | CRE1 | 133 | NB | 10 NOS | 23 | 230 | 2019-10-29 | 4405156149 | 20 | 2019-10-29
1002213363 | 227-CRM - Electrical Maintenance | 504850-ANOOP RADHEYSHYAM PANDEY | 2019-10-29 | RO | 1 | DRV SPR;CONTROL BOARDABB | 5542A0538 | M | 240 | 40 | CRE1 | 101 | NB | 6 NOS | 82753 | 496518 | 2019-11-28 | 4405216173 | 10 | 2019-11-13
1002213364 | 227-CRM - Electrical Maintenance | 504850-ANOOP RADHEYSHYAM PANDEY | 2019-10-30 | RO | 1 | SPL CBL;OFLEX FD CABLE LAPP INDIA PVT. | 6045A0144 | M | 222 | 40 | CRE1 | 101 | NB | 140 M | 790 | 110600 | 2019-10-30 | 4405167269 | 10 | 2019-11-01
1002214081 | 227-CRM - Electrical Maintenance | 504850-ANOOP RADHEYSHYAM PANDEY | 2019-10-30 | PR | 1 | FUSE;GLASS25A250V10KANOAC | 5748A0749 | M | 225 | 40 | CRE1 | 104 | NB | 4 NOS | 520 | 2080 | 2019-11-30 | 920780256 | 10 | 2019-10-31
1002214081 | 227-CRM - Electrical Maintenance | 504850-ANOOP RADHEYSHYAM PANDEY | 2019-10-30 | PR | 3 | JOYSTICK CONTROLLER MULTI AXIS XD2PA24 | 5089A3461 | M | 275 | 40 | CRE1 | 104 | NB | 6 NOS | 4500 | 27000 | 2019-11-14 | 920780257 | 10 | 2019-10-31
1002214698 | 227-CRM - Electrical Maintenance | 198458-ANUPAM ANAND DUBEY | 2019-10-31 | PR | 1 | RELAY;ELECTRONICTRANSFORMER PROTECTION | 5607A0811 | M | 232 | 40 | CRE1 | 104 | NB | 5 NOS | 20000 | 100000 | 2019-12-15 | 920781768 | 10 | 2019-11-04
1002214729 | 227-CRM - Electrical Maintenance | 198458-ANUPAM ANAND DUBEY | 2019-10-31 | RO | 1 | ECL - OMRON RELAY | 1142A0256 | M | 232 | 40 | CRE1 | 101 | NB | 200 NOS | 210 | 42000 | 2019-12-12 | 4405168029 | 10 | 2019-11-01
1002214955 | 227-CRM - Electrical Maintenance | 500354-Bhaskar Bhattacharya | 2019-11-01 | RO | 1 | LFT SPR;PCB EMI SNUBBER CARD TIC II | 5669A0007 | M | 230 | 40 | CRE1 | 101 | NB | 5 NOS | 120 | 600 | 2019-11-21 | 4405207883 | 10 | 2019-11-11
1002214955 | 227-CRM - Electrical Maintenance | 500354-Bhaskar Bhattacharya | 2019-11-01 | RO | 2 | LFT SPR;PCB PS1 PWR SUPPLY CARD TIC II | 5669A0008 | M | 230 | 40 | CRE1 | 101 | NB | 2 NOS | 1575 | 3150 | 2019-11-21 | 4405207883 | 20 | 2019-11-11
1002214955 | 227-CRM - Electrical Maintenance | 500354-Bhaskar Bhattacharya | 2019-11-01 | RO | 3 | LFT SPR;PCB ASY_MPUS_SMD VER_TIC-II | 5669A0009 | M | 230 | 40 | CRE1 | 101 | NB | 2 NOS | 38238 | 76476 | 2019-11-21 | 4405207883 | 30 | 2019-11-11
1002214955 | 227-CRM - Electrical Maintenance | 500354-Bhaskar Bhattacharya | 2019-11-01 | RO | 4 | LFT SPR;RELAY BASE DS-08THYSSENKRUPP | 5669A0015 | M | 230 | 40 | CRE1 | 101 | NB | 3 NOS | 850 | 2550 | 2019-11-21 | 4405207883 | 40 | 2019-11-11
1002214955 | 227-CRM - Electrical Maintenance | 500354-Bhaskar Bhattacharya | 2019-11-01 | RO | 5 | LFT SPR;CONTACTR_110VAC12A_TC1-D1210F5 | 5669A0016 | M | 230 | 40 | CRE1 | 101 | NB | 3 NOS | 3933 | 11799 | 2019-11-21 | 4405207883 | 50 | 2019-11-11
1002214955 | 227-CRM - Electrical Maintenance | 500354-Bhaskar Bhattacharya | 2019-11-01 | RO | 6 | LFT SPR;CONTACTR_110VAC25A_TC1-D2510F5 | 5669A0018 | M | 230 | 40 | CRE1 | 101 | NB | 3 NOS | 6555 | 19665 | 2019-11-21 | 4405207883 | 60 | 2019-11-11
1002214955 | 227-CRM - Electrical Maintenance | 500354-Bhaskar Bhattacharya | 2019-11-01 | RO | 7 | LFT SPR;AUXBLOCK_2NO_MK-TC-TY-TA1-DN20 | 5669A0019 | M | 230 | 40 | CRE1 | 101 | NB | 2 NOS | 1231 | 2462 | 2019-11-21 | 4405207883 | 70 | 2019-11-11
1002214955 | 227-CRM - Electrical Maintenance | 500354-Bhaskar Bhattacharya | 2019-11-01 | RO | 8 | LFT SPR;AUX.BLOCK_1NO+1NC_MK-TC-TY-TA1 | 5669A0020 | M | 230 | 40 | CRE1 | 101 | NB | 2 NOS | 1092 | 2184 | 2019-11-21 | 4405207883 | 80 | 2019-11-11
1002214955 | 227-CRM - Electrical Maintenance | 500354-Bhaskar Bhattacharya | 2019-11-01 | RO | 9 | LFT SPR;CAPACITOR 1000MFD/63V20% | 5669A0021 | M | 230 | 40 | CRE1 | 101 | NB | 2 NOS | 247 | 494 | 2019-11-21 | 4405207883 | 90 | 2019-11-11
1002214955 | 227-CRM - Electrical Maintenance | 500354-Bhaskar Bhattacharya | 2019-11-01 | RO | 10 | LFT SPR;PIT STOP SWITCH TY-P2PSML401 | 5669A0033 | M | 230 | 40 | CRE1 | 101 | NB | 1 NOS | 1105 | 1105 | 2019-11-21 | 4405207883 | 100 | 2019-11-11
1002214955 | 227-CRM - Electrical Maintenance | 500354-Bhaskar Bhattacharya | 2019-11-01 | RO | 11 | LFT SPR;CABIN FAN 300MM SWEEP | 5669A0042 | M | 230 | 40 | CRE1 | 101 | NB | 1 NOS | 7638 | 7638 | 2019-11-21 | 4405207883 | 110 | 2019-11-11
1002214955 | 227-CRM - Electrical Maintenance | 500354-Bhaskar Bhattacharya | 2019-11-01 | RO | 12 | LFT SPR;LOP_UP & DOWN BUT_DUST PROOF | 5669A0053 | M | 230 | 40 | CRE1 | 101 | NB | 5 NOS | 7101 | 35505 | 2019-11-21 | 4405207883 | 120 | 2019-11-11
1002214955 | 227-CRM - Electrical Maintenance | 500354-Bhaskar Bhattacharya | 2019-11-01 | RO | 13 | LFT SPR;ASY_FIN_200_SLOW UP DN_SHAFT | 5669A0056 | M | 230 | 40 | CRE1 | 101 | NB | 1 NOS | 1967 | 1967 | 2019-11-21 | 4405207883 | 130 | 2019-11-11
1002214955 | 227-CRM - Electrical Maintenance | 500354-Bhaskar Bhattacharya | 2019-11-01 | RO | 14 | LFT SPR;ASY_1 REED SW & FIN_50_STP_SFT | 5669A0061 | M | 230 | 40 | CRE1 | 101 | NB | 1 NOS | 2404 | 2404 | 2019-11-21 | 4405207883 | 140 | 2019-11-11
1002214955 | 227-CRM - Electrical Maintenance | 500354-Bhaskar Bhattacharya | 2019-11-01 | RO | 15 | LFT SPR;GUID SHOE LINER T10 L150 WJITE | 5669A0201 | M | 230 | 40 | CRE1 | 101 | NB | 10 NOS | 1420 | 14200 | 2019-11-21 | 4405207883 | 150 | 2019-11-11
1002214955 | 227-CRM - Electrical Maintenance | 500354-Bhaskar Bhattacharya | 2019-11-01 | RO | 16 | LFT SPR;ASY_FIN_200_TYP 2_SHAFT | 5669A0229 | M | 230 | 40 | CRE1 | 101 | NB | 2 NOS | 2565 | 5130 | 2019-11-21 | 4405207883 | 160 | 2019-11-11
1002214955 | 227-CRM - Electrical Maintenance | 500354-Bhaskar Bhattacharya | 2019-11-01 | RO | 17 | LFT SPR;PCB W TREY-1DIG-W/O DM2-TIC-II | 5669A0367 | M | 230 | 40 | CRE1 | 101 | NB | 2 NOS | 5135 | 10270 | 2019-11-21 | 4405207883 | 170 | 2019-11-11
1002214955 | 227-CRM - Electrical Maintenance | 500354-Bhaskar Bhattacharya | 2019-11-01 | RO | 18 | LFT SPR;PCB ASY WTREY_1DIGDPL_F TIC-2 | 5669A0368 | M | 230 | 40 | CRE1 | 101 | NB | 2 NOS | 2404 | 4808 | 2019-11-21 | 4405207883 | 180 | 2019-11-11
1002214955 | 227-CRM - Electrical Maintenance | 500354-Bhaskar Bhattacharya | 2019-11-01 | RO | 19 | LFT SPR;SWITH LIMT 3SE3 120-0G 500V10A | 5669A0396 | M | 230 | 40 | CRE1 | 101 | NB | 2 NOS | 7220 | 14440 | 2019-11-21 | 4405207883 | 190 | 2019-11-11
1002214955 | 227-CRM - Electrical Maintenance | 500354-Bhaskar Bhattacharya | 2019-11-01 | RO | 20 | LFT SPR;ENCO_H88-30C-1024DO_METRONIX_ | 5669A0397 | M | 230 | 40 | CRE1 | 101 | NB | 1 NOS | 31136 | 31136 | 2019-11-21 | 4405207883 | 200 | 2019-11-11
1002214955 | 227-CRM - Electrical Maintenance | 500354-Bhaskar Bhattacharya | 2019-11-01 | RO | 21 | LFT SPR;PCB 7SGMNT COP HORIZNTAL TIC2 | 5669A0398 | M | 230 | 40 | CRE1 | 101 | NB | 2 NOS | 4916 | 9832 | 2019-11-21 | 4405207883 | 210 | 2019-11-11
1002214955 | 227-CRM - Electrical Maintenance | 500354-Bhaskar Bhattacharya | 2019-11-01 | RO | 23 | LFT SPR;PCB RL9 RELAY CARD TIC-2 | 5669A0401 | M | 230 | 40 | CRE1 | 101 | NB | 2 NOS | 7866 | 15732 | 2019-11-21 | 4405207883 | 220 | 2019-11-11
1002214955 | 227-CRM - Electrical Maintenance | 500354-Bhaskar Bhattacharya | 2019-11-01 | RO | 24 | LFT SPR;RECTIFIER BRIDGE KBPC3510 | 5669A0411 | M | 230 | 40 | CRE1 | 101 | NB | 5 NOS | 437 | 2185 | 2019-11-21 | 4405207883 | 230 | 2019-11-11
1002214955 | 227-CRM - Electrical Maintenance | 500354-Bhaskar Bhattacharya | 2019-11-01 | RO | 25 | LFT SPR;RELAY TYPE MKG-3P 24VDC | 5669A0412 | M | 230 | 40 | CRE1 | 101 | NB | 5 NOS | 1748 | 8740 | 2019-11-21 | 4405207883 | 240 | 2019-11-11
1002214955 | 227-CRM - Electrical Maintenance | 500354-Bhaskar Bhattacharya | 2019-11-01 | RO | 26 | LFT SPR;DELAY TIMER ON TA2-DT2 | 5669A0413 | M | 230 | 40 | CRE1 | 101 | NB | 2 NOS | 3824 | 7648 | 2019-11-21 | 4405207883 | 250 | 2019-11-11
1002214955 | 227-CRM - Electrical Maintenance | 500354-Bhaskar Bhattacharya | 2019-11-01 | RO | 27 | LFT SPR;BRAKE RESISTNCE ASY 50 OHM 4KW | 5669A0414 | M | 230 | 40 | CRE1 | 101 | NB | 1 NOS | 17388 | 17388 | 2019-11-21 | 4405207883 | 260 | 2019-11-11
1002214955 | 227-CRM - Electrical Maintenance | 500354-Bhaskar Bhattacharya | 2019-11-01 | RO | 28 | LFT SPR;RELAY MKG-2P 110VAC | 5669A0417 | M | 230 | 40 | CRE1 | 101 | NB | 5 NOS | 1311 | 6555 | 2019-11-21 | 4405207883 | 270 | 2019-11-11
1002214955 | 227-CRM - Electrical Maintenance | 500354-Bhaskar Bhattacharya | 2019-11-01 | RO | 29 | LFT SPR;LOCK BYPARTING DOOR (RH) | 5669A0440 | M | 230 | 40 | CRE1 | 101 | NB | 12 NOS | 3887 | 46644 | 2019-11-21 | 4405207883 | 280 | 2019-11-11
1002214955 | 227-CRM - Electrical Maintenance | 500354-Bhaskar Bhattacharya | 2019-11-01 | RO | 30 | LFT SPR;GUIDESHOE LINER T1 K6*150 BLUE | 5669A0441 | M | 230 | 40 | CRE1 | 101 | NB | 10 NOS | 214 | 2140 | 2019-11-21 | 4405207883 | 290 | 2019-11-11
1002214955 | 227-CRM - Electrical Maintenance | 500354-Bhaskar Bhattacharya | 2019-11-01 | RO | 31 | LFT SPR;SA RETIRING CAM VLD O TYPE | 5669A0443 | M | 230 | 40 | CRE1 | 101 | NB | 1 NOS | 13855 | 13855 | 2019-11-21 | 4405207883 | 300 | 2019-11-11
1002214955 | 227-CRM - Electrical Maintenance | 500354-Bhaskar Bhattacharya | 2019-11-01 | RO | 32 | LFT SPR;OIL TRAY 3CAVITY PLASTIC | 5669A0469 | M | 230 | 40 | CRE1 | 101 | NB | 10 NOS | 124 | 1240 | 2019-11-21 | 4405207883 | 310 | 2019-11-11
1002214955 | 227-CRM - Electrical Maintenance | 500354-Bhaskar Bhattacharya | 2019-11-01 | RO | 33 | LFT SPR;WOOD CLAMP D10&13 3&4&5 ROPES | 5669A0470 | M | 230 | 40 | CRE1 | 101 | NB | 2 NOS | 732 | 1464 | 2019-11-21 | 4405207883 | 320 | 2019-11-11
1002214955 | 227-CRM - Electrical Maintenance | 500354-Bhaskar Bhattacharya | 2019-11-01 | RO | 34 | SPP_DINRAIL TY_MK-DEEPAK INSTR THYSSENK | 5669A0535 | M | 230 | 40 | CRE1 | 101 | NB | 2 NOS | 3582 | 7164 | 2019-11-21 | 4405207883 | 330 | 2019-11-11
1002214955 | 227-CRM - Electrical Maintenance | 500354-Bhaskar Bhattacharya | 2019-11-01 | RO | 35 | PCB_PIT SW_ALARM BELL_ML THYSSENKRUPP | 5669A0559 | M | 230 | 40 | CRE1 | 101 | NB | 2 NOS | 2166 | 4332 | 2019-11-21 | 4405207883 | 340 | 2019-11-11
1002214955 | 227-CRM - Electrical Maintenance | 500354-Bhaskar Bhattacharya | 2019-11-01 | RO | 36 | PCB_DIODE MATRIX_IN CJB THYSSENKRUPP A | 5669A0560 | M | 230 | 40 | CRE1 | 101 | NB | 2 NOS | 1613 | 3226 | 2019-11-21 | 4405207883 | 350 | 2019-11-11
1002214955 | 227-CRM - Electrical Maintenance | 500354-Bhaskar Bhattacharya | 2019-11-01 | RO | 37 | CONTRACTOR LP1-110V-40A THYSSENKRUPP L | 5669A0846 | M | 230 | 40 | CRE1 | 101 | NB | 2 NOS | 20363 | 40726 | 2019-11-21 | 4405207883 | 360 | 2019-11-11
1002214955 | 227-CRM - Electrical Maintenance | 500354-Bhaskar Bhattacharya | 2019-11-01 | RO | 38 | SMPS THYSSENKRUPP LIFT THYSSENKRUPP E | 5669A0926 | M | 230 | 40 | CRE1 | 101 | NB | 1 NOS | 3623 | 3623 | 2019-11-21 | 4405207883 | 370 | 2019-11-11
1002214955 | 227-CRM - Electrical Maintenance | 500354-Bhaskar Bhattacharya | 2019-11-01 | RO | 39 | AUTO ATT.SWITCH HOUSING THYSSENKRUPP L | 5669A0965 | M | 230 | 40 | CRE1 | 101 | NB | 1 NOS | 437 | 437 | 2019-11-21 | 4405207883 | 380 | 2019-11-11
1002214955 | 227-CRM - Electrical Maintenance | 500354-Bhaskar Bhattacharya | 2019-11-01 | RO | 40 | LANDNG SWTCH (REED SWTCH) NC THYSSENKRU | 5669A0977 | M | 230 | 40 | CRE1 | 101 | NB | 5 NOS | 1781 | 8905 | 2019-11-21 | 4405207883 | 390 | 2019-11-11
1002214955 | 227-CRM - Electrical Maintenance | 500354-Bhaskar Bhattacharya | 2019-11-01 | RO | 41 | LUBRICANT OIL THYSSENKRUPP LIFT THYSS | 5669A0993 | M | 230 | 40 | CRE1 | 101 | NB | 20 L | 998 | 19960 | 2019-11-21 | 4405207883 | 400 | 2019-11-11
1002214955 | 227-CRM - Electrical Maintenance | 500354-Bhaskar Bhattacharya | 2019-11-01 | RO | 42 | FLAT CABLE 6CORE_6G 0.75 THYSSENKRUPP | 5669A1521 | M | 230 | 40 | CRE1 | 101 | NB | 100 M | 1378 | 137800 | 2019-11-21 | 4405207883 | 410 | 2019-11-11
1002215378 | 227-CRM - Electrical Maintenance | 198458-ANUPAM ANAND DUBEY | 2019-11-01 | PR | 1 | SCRDRV X HD;5.0X0.6 MM125 MM230 MMMOL | 5229A0002 | M | 295 | 40 | CRE1 | 104 | NB | 20 NOS | 500 | 10000 | 2019-12-01 | 920781514 | 10 | 2019-11-03
1002215380 | 227-CRM - Electrical Maintenance | 198458-ANUPAM ANAND DUBEY | 2019-11-01 | PR | 1 | SPL INST;TEMPERATURE STICKER TEMPERATUR | 6049A0066 | M | 256 | 40 | CRE1 | 104 | NB | 2000 NOS | 43 | 86000 | 2019-12-01 | 920781770 | 10 | 2019-11-04
1002215383 | 227-CRM - Electrical Maintenance | 198458-ANUPAM ANAND DUBEY | 2019-11-01 | PR | 1 | HOOTER;ELECTRONICSINGLE1KM220VSTEEL | 5048A0005 | M | 233 | 40 | CRE1 | 104 | NB | 8 NOS | 6000 | 48000 | 2019-12-01 | 920781520 | 10 | 2019-11-03
1002215398 | 227-CRM - Electrical Maintenance | 153574-Pankaj Kumar | 2019-11-01 | PR | 1 | ELECT CNNTR;FEMALEPROXIMITY CONNECTOR | 5615A0042 | M | 239 | 40 | CRE1 | 104 | NB | 6 NOS | 600 | 3600 | 2019-12-01 | 920781518 | 10 | 2019-11-03
1002215398 | 227-CRM - Electrical Maintenance | 153574-Pankaj Kumar | 2019-11-01 | PR | 2 | ELECT CNNTR;FEMALEPROXIMITY CONNECTOR | 5615A0043 | M | 239 | 40 | CRE1 | 104 | NB | 30 NOS | 600 | 18000 | 2019-12-31 | 920781518 | 20 | 2019-11-03
1002215720 | 227-CRM - Electrical Maintenance | 198458-ANUPAM ANAND DUBEY | 2019-11-02 | RO | 1 | LV HAND GLOVES;8 | 5775A0003 | M | 290 | 40 | CRE1 | 100 | NB | 20 PAA | 1300 | 26000 | 2020-01-03 | 4405175341 | 10 | 2019-11-03
1002215722 | 227-CRM - Electrical Maintenance | 198458-ANUPAM ANAND DUBEY | 2019-11-02 | RO | 1 | WRLESS DVCE SPR;PANELPA25696 | 5453A0051 | M | 240 | 40 | CRE1 | 101 | NB | 6 NOS | 12537 | 75222 | 2020-01-01 | 4405207950 | 10 | 2019-11-11
1002215872 | 227-CRM - Electrical Maintenance | 504850-ANOOP RADHEYSHYAM PANDEY | 2019-11-03 | RO | 1 | DRV SPR;MAIN CIRCUIT INTERFACE KITABB | 5542A0528 | M | 240 | 40 | CRE1 | 101 | NB | 1 NOS | 49652 | 49652 | 2019-11-30 | 4405175404 | 10 | 2019-11-03
1002217744 | 227-CRM - Electrical Maintenance | 504850-ANOOP RADHEYSHYAM PANDEY | 2019-11-06 | RO | 1 | N/W PD BLNK PNL;FIBER MULTIMODE | 5324A0002 | M | 212 | 40 | CRE1 | 121 | NB | 40 NOS | 158.88 | 6355.2 | 2019-11-06 | 4405186668 | 10 | 2019-11-06
1002217744 | 227-CRM - Electrical Maintenance | 504850-ANOOP RADHEYSHYAM PANDEY | 2019-11-06 | RO | 2 | N/WPASSIVE DEVICE NETWORK RACK | 6012A0001 | M | 212 | 40 | CRE1 | 121 | NB | 1 NOS | 48119.73 | 48119.73 | 2019-11-06 | 4405186668 | 20 | 2019-11-06
1002217744 | 227-CRM - Electrical Maintenance | 504850-ANOOP RADHEYSHYAM PANDEY | 2019-11-06 | RO | 3 | NW TRVR;SFP 100BASE-FX(D-LINK/DIGISOL) | 6016A0014 | M | 212 | 40 | CRE1 | 121 | NB | 10 NOS | 4375 | 43750 | 2019-11-06 | 4405186668 | 30 | 2019-11-06
1002217744 | 227-CRM - Electrical Maintenance | 504850-ANOOP RADHEYSHYAM PANDEY | 2019-11-06 | RO | 4 | NW SPARES;SC COUPLER (SM) 6-PORT MODULE | 6186A0091 | M | 212 | 40 | CRE1 | 121 | NB | 60 NOS | 1074.84 | 64490.4 | 2019-11-06 | 4405186668 | 40 | 2019-11-06
1002217744 | 227-CRM - Electrical Maintenance | 504850-ANOOP RADHEYSHYAM PANDEY | 2019-11-06 | RO | 5 | NW SPARES;SC PIGTAIL SM LSZH NA | 6186A0093 | M | 212 | 40 | CRE1 | 121 | NB | 60 NOS | 327.12 | 19627.2 | 2019-11-06 | 4405186668 | 50 | 2019-11-06
1002217744 | 227-CRM - Electrical Maintenance | 504850-ANOOP RADHEYSHYAM PANDEY | 2019-11-06 | RO | 6 | NW SPARES;LC-SC FO PATCH CORD OS2 SM 3M | 6186A0160 | M | 212 | 40 | CRE1 | 121 | NB | 10 NOS | 1652.51 | 16525.1 | 2019-11-06 | 4405186668 | 60 | 2019-11-06
1002217744 | 227-CRM - Electrical Maintenance | 504850-ANOOP RADHEYSHYAM PANDEY | 2019-11-06 | RO | 7 | NW SPARES;NW SPARES RACK MOUNT LIU 12 P | 6186A0165 | M | 212 | 40 | CRE1 | 121 | NB | 10 NOS | 4673.23 | 46732.3 | 2019-11-06 | 4405186668 | 70 | 2019-11-06
1002217945 | 227-CRM - Electrical Maintenance | 123226-Mr Swapan Bera | 2019-11-06 | PR | 1 | LAMP;LED WELL GLASS 40 WSCREW E27 240 | 5838A0510 | M | 229 | 40 | CRE1 | 104 | NB | 50 NOS | 950 | 47500 | 2020-01-27 | 920784678 | 10 | 2019-11-11
1002218048 | 227-CRM - Electrical Maintenance | 500354-Bhaskar Bhattacharya | 2019-11-06 | PR | 1 | SPL CBL;SPECIAL CABLE FOR TRANSDUCER FA | 6045A0386 | M | 222 | 40 | CRE1 | 101 | NP | 2 NOS | 100000 | 200000 | 2019-12-16 | 970285473 | 10 | 2019-11-26
1002219410 | 227-CRM - Electrical Maintenance | 504850-ANOOP RADHEYSHYAM PANDEY | 2019-11-08 | PR | 1 | PWR DSTBN PNL;POWER COLLECTOR ENGINEER | 6028A0116 | M | 231 | 40 | CRE1 | 101 | NB | 100 NOS | 2373.46 | 237346 | 2019-11-08 | 920853671 | 10 | 2020-05-01
1002219787 | 227-CRM - Electrical Maintenance | 198458-ANUPAM ANAND DUBEY | 2019-11-08 | RO | 1 | PATCH CRD;CAT6 UTP 2 MDIGILINK/TYCO R | 5280A0139 | M | 212 | 40 | CR01 | 121 | NB | 2 NOS | 252.64 | 505.28 | 2019-11-08 | 4405207368 | 10 | 2019-11-11
1002219787 | 227-CRM - Electrical Maintenance | 198458-ANUPAM ANAND DUBEY | 2019-11-08 | RO | 2 | N/W PASSIVE DEVICE FO CABLE | 6008A0002 | M | 212 | 40 | CRE1 | 121 | NB | 400 M | 40.61 | 16244 | 2019-11-08 | 4405207368 | 20 | 2019-11-11
1002219787 | 227-CRM - Electrical Maintenance | 198458-ANUPAM ANAND DUBEY | 2019-11-08 | RO | 3 | N/WPASSIVE DEVICE NETWORK RACK | 6012A0002 | M | 212 | 40 | CRE1 | 121 | NB | 1 NOS | 33531.98 | 33531.98 | 2019-11-08 | 4405207368 | 30 | 2019-11-11
1002219787 | 227-CRM - Electrical Maintenance | 198458-ANUPAM ANAND DUBEY | 2019-11-08 | RO | 4 | N/WPASSIVE DEVICE NETWORK RACK | 6012A0004 | M | 212 | 40 | CRE1 | 121 | NB | 1 NOS | 5423 | 5423 | 2019-11-08 | 4405207368 | 40 | 2019-11-11
1002219787 | 227-CRM - Electrical Maintenance | 198458-ANUPAM ANAND DUBEY | 2019-11-08 | RO | 5 | CAT6 RJ45 JACK MALE UNSHIELDED | 6013A0001 | M | 212 | 40 | CRE1 | 121 | NB | 50 PCE | 8.83 | 441.5 | 2019-11-08 | 4405207368 | 50 | 2019-11-11
1002219787 | 227-CRM - Electrical Maintenance | 198458-ANUPAM ANAND DUBEY | 2019-11-08 | RO | 6 | NW TRVR;SFP 100BASE-FX(D-LINK/DIGISOL) | 6016A0014 | M | 212 | 40 | CRE1 | 121 | NB | 2 NOS | 4375 | 8750 | 2019-11-08 | 4405207368 | 60 | 2019-11-11
1002219787 | 227-CRM - Electrical Maintenance | 198458-ANUPAM ANAND DUBEY | 2019-11-08 | RO | 7 | NW SPARES;CAT-6 UTP FRPVC JACKET LSZH | 6186A0124 | M | 212 | 40 | CR01 | 121 | NB | 1 NOS | 8505.28 | 8505.28 | 2019-11-08 | 4405207368 | 70 | 2019-11-11
1002221671 | 227-CRM - Electrical Maintenance | 153574-Pankaj Kumar | 2019-11-12 | PR | 1 | BATTERY;LITHIUM IONPOWER BACK UP3.6V | 5537A0145 | M | 221 | 40 | CRE1 | 104 | NB | 5 NOS | 630 | 3150 | 2019-11-30 | 920786059 | 10 | 2019-11-14
1002221809 | 227-CRM - Electrical Maintenance | 504850-ANOOP RADHEYSHYAM PANDEY | 2019-11-12 | PR | 1 | RESIN FOR DRIVE COOLING UNIT CRM210 HI | 5778A1324 | M | 299 | 40 | 227R | 100 | NP | 40 L | 11978 | 479120 | 2020-05-01 | 970291544 | 10 | 2020-01-08
1002222379 | 227-CRM - Electrical Maintenance | 504850-ANOOP RADHEYSHYAM PANDEY | 2019-11-13 | PR | 1 | PLTCM AUTO. UPGRADE HITACHI AUTOMATION | 5968A0182 | M | 240 | 40 | CRE1 | 107 | NP | 1 SET | 100000000 | 100000000 | 2020-07-15 | 970285746 | 10 | 2019-11-27
1002222881 | 227-CRM - Electrical Maintenance | 121461-R K Sachan | 2019-11-14 | PR | 1 | HOTR;ELECTRONIC 100 DB AT 1 METER 24 | 5048A0033 | M | 233 | 40 | CRE1 | 104 | NB | 1 NOS | 2300 | 2300 | 2019-11-21 | 920786046 | 10 | 2019-11-14
1002223797 | 227-CRM - Electrical Maintenance | 500354-Bhaskar Bhattacharya | 2019-11-15 | PR | 1 | FIELD SNSRINDUCTIVEIFM10-30VDC250MA | 5700A0021 | M | 238 | 40 | CRE1 | 101 | NP | 5 NOS | 11100 | 55500 | 2020-01-14 | 970302547 | 10 | 2020-03-23
1002223797 | 227-CRM - Electrical Maintenance | 500354-Bhaskar Bhattacharya | 2019-11-15 | PR | 2 | FIELD SNSRLASERSICK10-30VDC4-20MAWL | 5700A0024 | M | 238 | 40 | CRE1 | 101 | NP | 10 NOS | 30000 | 300000 | 2020-01-14 | 970302547 | 20 | 2020-03-23
1002223797 | 227-CRM - Electrical Maintenance | 500354-Bhaskar Bhattacharya | 2019-11-15 | PR | 3 | FIELD SNSRDISTANCESICK10-30VDC4-20MA | 5700A0035 | M | 238 | 40 | CRE1 | 101 | NP | 5 NOS | 75000 | 375000 | 2020-01-14 | 970302547 | 30 | 2020-03-23
1002223927 | 227-CRM - Electrical Maintenance | 504850-ANOOP RADHEYSHYAM PANDEY | 2019-11-15 | PR | 1 | SPECIAL INSTRUMENT | 6049A0006 | M | 256 | 40 | CRE1 | 104 | NB | 1 NOS | 90000 | 90000 | 2019-12-15 | 920810686 | 10 | 2020-01-14
1002223993 | 227-CRM - Electrical Maintenance | 504850-ANOOP RADHEYSHYAM PANDEY | 2019-11-15 | PR | 1 | WATER BOTTLE MILTON ANY STAINLESS STE | 5789A0336 | M | 276 | 40 | CR01 | 104 | NB | 10 NOS | 266.5 | 2665 | 2019-12-15 | 920789002 | 10 | 2019-11-21
1002225016 | 227-CRM - Electrical Maintenance | 121461-R K Sachan | 2019-11-18 | RO | 1 | DRIV SPR;CONTROL CARDABB | 5542A1679 | M | 240 | 40 | CRE1 | 101 | NB | 1 NOS | 265846 | 265846 | 2019-12-18 | 4405251252 | 10 | 2019-11-21
1002225016 | 227-CRM - Electrical Maintenance | 121461-R K Sachan | 2019-11-18 | RO | 2 | CONTROL UNIT ABB ACS880 BCU-12 A | 5542A2260 | M | 240 | 40 | CRE1 | 101 | NB | 1 NOS | 265846 | 265846 | 2019-12-18 | 4405251252 | 20 | 2019-11-21
1002225480 | 227-CRM - Electrical Maintenance | 153574-Pankaj Kumar | 2019-11-18 | RO | 1 | NW SPARES;SC-SC FO PATCH CORD OS2 SM 3M | 6186A0146 | M | 212 | 40 | CRE1 | 121 | NB | 2 NOS | 1682.36 | 3364.72 | 2019-12-18 | 4405237997 | 10 | 2019-11-18
1002225495 | 227-CRM - Electrical Maintenance | 153574-Pankaj Kumar | 2019-11-18 | PR | 1 | SPL INST;RTD PT-100 3 WIRE SIMPLEX E | 6049A0077 | M | 256 | 40 | CRE1 | 104 | NB | 15 NOS | 500 | 7500 | 2019-12-18 | 920788179 | 10 | 2019-11-19
1002226111 | 227-CRM - Electrical Maintenance | 121461-R K Sachan | 2019-11-19 | RO | 3 | DRIV SPR;CONTROL BOARDABB | 5542A1663 | M | 240 | 40 | CRE1 | 101 | NB | 1 NOS | 14640 | 14640 | 2019-12-19 | 4405251214 | 10 | 2019-11-21
1002226111 | 227-CRM - Electrical Maintenance | 121461-R K Sachan | 2019-11-19 | RO | 4 | DRIV SPR;IGBTABB3AXD50000007345 | 5542A1675 | M | 240 | 40 | CRE1 | 101 | NB | 1 NOS | 178813 | 178813 | 2019-12-19 | 4405251214 | 20 | 2019-11-21
1002226111 | 227-CRM - Electrical Maintenance | 121461-R K Sachan | 2019-11-19 | RO | 5 | DRIV SPR;IGBTABB3AXD50000007344 | 5542A1681 | M | 240 | 40 | CRE1 | 101 | NB | 1 NOS | 144899 | 144899 | 2019-12-19 | 4405251214 | 30 | 2019-11-21
1002226111 | 227-CRM - Electrical Maintenance | 121461-R K Sachan | 2019-11-19 | RO | 6 | DRIV SPR;PULSE ENCODER INTERFACE MODULE | 5542A1682 | M | 240 | 40 | CRE1 | 101 | NB | 1 NOS | 21670 | 21670 | 2019-12-19 | 4405251214 | 40 | 2019-11-21
1002226111 | 227-CRM - Electrical Maintenance | 121461-R K Sachan | 2019-11-19 | RO | 7 | CHARGING CONTROL ABB ACS880 BSFC-0 | 5542A2259 | M | 240 | 40 | CRE1 | 101 | NB | 1 NOS | 57418 | 57418 | 2019-12-19 | 4405251214 | 50 | 2019-11-21
1002226111 | 227-CRM - Electrical Maintenance | 121461-R K Sachan | 2019-11-19 | RO | 8 | BUS ADAPTER ABB ACS880 FDPI-02 A | 5542A2261 | M | 240 | 40 | CRE1 | 101 | NB | 1 NOS | 12854 | 12854 | 2019-12-19 | 4405251214 | 60 | 2019-11-21
1002226111 | 227-CRM - Electrical Maintenance | 121461-R K Sachan | 2019-11-19 | RO | 9 | ETHERNET CARD ABB ACS880 FENA-11 | 5542A2262 | M | 240 | 40 | CRE1 | 101 | NB | 1 NOS | 38941 | 38941 | 2019-12-19 | 4405251214 | 70 | 2019-11-21
1002226111 | 227-CRM - Electrical Maintenance | 121461-R K Sachan | 2019-11-19 | RO | 10 | THYRISTOR/DIODE ABB ACS880 SKKH 57 | 5542A2263 | M | 240 | 40 | CRE1 | 101 | NB | 1 NOS | 101882 | 101882 | 2019-12-19 | 4405251214 | 80 | 2019-11-21
1002226111 | 227-CRM - Electrical Maintenance | 121461-R K Sachan | 2019-11-19 | RO | 11 | DDCS COMMUNICATION CARD ABB ACS880 | 5542A2264 | M | 240 | 40 | CRE1 | 101 | NB | 1 NOS | 24363 | 24363 | 2019-12-19 | 4405251214 | 90 | 2019-11-21
1002226111 | 227-CRM - Electrical Maintenance | 121461-R K Sachan | 2019-11-19 | RO | 12 | DDCS COMMUNICATION CARD ABB ACS880 | 5542A2265 | M | 240 | 40 | CRE1 | 101 | NB | 1 NOS | 19475 | 19475 | 2019-12-19 | 4405251214 | 100 | 2019-11-21
1002227279 | 227-CRM - Electrical Maintenance | 500354-Bhaskar Bhattacharya | 2019-11-21 | PR | 1 | SPL INST;CGL2 WELDER PYROMETER IR-FAINL | 6049A0141 | M | 256 | 40 | CRE1 | 101 | NP | 1 NOS | 500000 | 500000 | 2020-01-14 | 970285478 | 10 | 2019-11-26
1002228347 | 227-CRM - Electrical Maintenance | 121461-R K Sachan | 2019-11-22 | PR | 1 | LT CBL;40.75MM2COPPERPVCPVC1.1KV | 5717A0574 | M | 222 | 40 | CRE1 | 104 | NB | 240 M | 55 | 13200 | 2019-11-29 | 920793763 | 10 | 2019-12-03
1002228984 | 227-CRM - Electrical Maintenance | 504850-ANOOP RADHEYSHYAM PANDEY | 2019-11-24 | PR | 1 | FIELD SNSR;INFRARED TEMP SENSOR | 5700A0446 | M | 256 | 40 | CRE1 | 101 | NP | 10 SET | 21859.2 | 218592 | 2019-12-20 | 970296566 | 10 | 2020-02-12
1002229030 | 227-CRM - Electrical Maintenance | 121461-R K Sachan | 2019-11-25 | RO | 1 | SOFTWARE;TRUE IMAGE ACRONIS CLIENT LIC | 5276A0216 | M | 212 | 40 | CRE1 | 121 | NB | 11 NOS | 3800 | 41800 | 2019-12-25 | 4405266317 | 10 | 2019-11-25
1002229076 | 227-CRM - Electrical Maintenance | 121461-R K Sachan | 2019-11-25 | RO | 1 | SOFTWARE;TRUE IMAGE ACRONIS CLIENT LIC | 5276A0216 | M | 212 | 40 | CRE1 | 121 | NB | 6 NOS | 3800 | 22800 | 2019-11-25 | 4405266307 | 10 | 2019-11-25
1002229214 | 227-CRM - Electrical Maintenance | 500354-Bhaskar Bhattacharya | 2019-11-25 | PR | 1 | INST SPR;TEMPERATURE STICKERTHERMAX | 5956A0590 | M | 256 | 40 | CRE1 | 101 | NP | 5000 NOS | 42 | 210000 | 2019-11-28 | 970285474 | 10 | 2019-11-26
1002229895 | 227-CRM - Electrical Maintenance | 410231-Mr.N S Jaggi | 2019-11-26 | RO | 1 | SOFTWARE;TRUE IMAGE ACRONIS CLIENT LIC | 5276A0216 | M | 212 | 40 | CRE1 | 121 | NB | 10 NOS | 3800 | 38000 | 2019-11-26 | 4405270802 | 10 | 2019-11-26
1002231471 | 227-CRM - Electrical Maintenance | 121461-R K Sachan | 2019-11-27 | PR | 1 | MESRG ISNT;ELECTRONICS MOTOR CHECKER E | 5668A0201 | M | 235 | 40 | CR01 | 104 | NB | 1 NOS | 21410.94 | 21410.94 | 2019-12-27 | 920793454 | 10 | 2019-12-02
1002232186 | 227-CRM - Electrical Maintenance | 121461-R K Sachan | 2019-11-28 | PR | 1 | IND LAMP;YELLOW 240 VACINDICATION LA | 5868A0185 | M | 229 | 40 | CRE1 | 101 | NB | 25 NOS | 2500 | 62500 | 2019-12-24 | 920827731 | 10 | 2020-02-24
1002232186 | 227-CRM - Electrical Maintenance | 121461-R K Sachan | 2019-11-28 | PR | 2 | IND LAMP;GREEN 240 VACINDICATION LAM | 5868A0186 | M | 229 | 40 | CRE1 | 101 | NB | 25 NOS | 2500 | 62500 | 2019-12-24 | 920827731 | 20 | 2020-02-24
1002232186 | 227-CRM - Electrical Maintenance | 121461-R K Sachan | 2019-11-28 | PR | 3 | IND LAMP;RED 240 VACINDICATION LAMP | 5868A0187 | M | 229 | 40 | CRE1 | 101 | NB | 25 NOS | 2500 | 62500 | 2019-12-24 | 920827731 | 30 | 2020-02-24
1002233621 | 227-CRM - Electrical Maintenance | 500354-Bhaskar Bhattacharya | 2019-12-02 | PR | 1 | AC MOTR;IE4 22 KW415 +/- 10% VSQUIRREL | 5900A2802 | M | 230 | 40 | CRE1 | 101 | NB | 1 NOS | 250000 | 250000 | 2020-04-06 | 920808475 | 10 | 2020-01-08
1002239188 | 227-CRM - Electrical Maintenance | 504850-ANOOP RADHEYSHYAM PANDEY | 2019-12-09 | PR | 1 | COUPLNG;PLG COUPLING FOR MOTOR ENCODER | 5580A1808 | M | 215 | 40 | CRE1 | 100 | NP | 6 NOS | 74231 | 445386 | 2020-01-08 | 970296561 | 10 | 2020-02-12
1002239195 | 227-CRM - Electrical Maintenance | 504850-ANOOP RADHEYSHYAM PANDEY | 2019-12-10 | PR | 1 | RESISTANCE BULB TYPE RTD YOKOGAWA HYDR | 5956A1746 | M | 256 | 40 | CRE1 | 104 | NP | 10 NOS | 2675 | 26750 | 2020-01-09 | 970296560 | 10 | 2020-02-12
1002240998 | 227-CRM - Electrical Maintenance | 504850-ANOOP RADHEYSHYAM PANDEY | 2019-12-12 | PR | 1 | FLW SW;FLOW SWITCH STEEL 0-3 BARMAX. | 5601A0057 | M | 256 | 40 | CRE1 | 104 | NB | 1 NOS | 19518.5 | 19518.5 | 2020-01-15 | 920797839 | 10 | 2019-12-13
1002241002 | 227-CRM - Electrical Maintenance | 504850-ANOOP RADHEYSHYAM PANDEY | 2019-12-12 | PR | 1 | PR SW;PIEZOELECTRIC RESISTIVE SENSOR 0- | 5499A0275 | M | 256 | 40 | CRE1 | 104 | NB | 2 NOS | 20033.78 | 40067.56 | 2020-01-20 | 920797843 | 10 | 2019-12-13
1002241003 | 227-CRM - Electrical Maintenance | 504850-ANOOP RADHEYSHYAM PANDEY | 2019-12-12 | PR | 1 | MESRG ISNT;ELECTRONICS MOTOR CHECKER E | 5668A0201 | M | 235 | 40 | CR01 | 104 | NB | 2 NOS | 21410.94 | 42821.88 | 2020-01-11 | 920797965 | 10 | 2019-12-13
1002241004 | 227-CRM - Electrical Maintenance | 504850-ANOOP RADHEYSHYAM PANDEY | 2019-12-12 | PR | 1 | LT CBL;40.75MM2COPPERPVCPVC1.1KV | 5717A0574 | M | 222 | 40 | CRE1 | 104 | NB | 500 M | 54.59 | 27295 | 2020-01-26 | 920797962 | 10 | 2019-12-13
1002241005 | 227-CRM - Electrical Maintenance | 504850-ANOOP RADHEYSHYAM PANDEY | 2019-12-12 | PR | 1 | IND LAMP;REDGREENAMBER 24 VDCTOWER | 5868A0241 | M | 229 | 40 | CRE1 | 104 | NB | 1 NOS | 2000 | 2000 | 2020-01-11 | 920797954 | 10 | 2019-12-13
1002241005 | 227-CRM - Electrical Maintenance | 504850-ANOOP RADHEYSHYAM PANDEY | 2019-12-12 | PR | 2 | HOTR;ELECTRONIC 100 DB AT 1 METER 24 | 5048A0033 | M | 233 | 40 | CRE1 | 104 | NB | 2 NOS | 2222 | 4444 | 2020-01-11 | 920797953 | 10 | 2019-12-13
1002241006 | 227-CRM - Electrical Maintenance | 504850-ANOOP RADHEYSHYAM PANDEY | 2019-12-12 | PR | 1 | CNTRLR;JOYSTICK CONTROLLER 220 VACDIGI | 5495A0199 | M | 240 | 40 | CRE1 | 104 | NB | 4 NOS | 4237.88 | 16951.52 | 2020-01-30 | 920797970 | 10 | 2019-12-13
1002241007 | 227-CRM - Electrical Maintenance | 504850-ANOOP RADHEYSHYAM PANDEY | 2019-12-12 | PR | 1 | SW GR&CB SPR;FUSE TERMINALPHOENIX | 5872A1849 | M | 234 | 40 | CRE1 | 104 | NB | 110 NOS | 53.32 | 5865.2 | 2020-01-11 | 920797950 | 10 | 2019-12-13
1002241008 | 227-CRM - Electrical Maintenance | 504850-ANOOP RADHEYSHYAM PANDEY | 2019-12-12 | PR | 1 | DSPLY SCRN;47INHD LED230VAC | 5107A0025 | M | 240 | 40 | CRE1 | 121 | NB | 1 NOS | 45000 | 45000 | 2020-01-11 | 920797952 | 10 | 2019-12-13
1002241009 | 227-CRM - Electrical Maintenance | 504850-ANOOP RADHEYSHYAM PANDEY | 2019-12-12 | PR | 2 | CHNL TRY;PVC CABLE TRAY 25 MM30X25X100 | 5635A0001 | M | 227 | 40 | CRE1 | 104 | NB | 10 NOS | 200 | 2000 | 2020-01-11 | 920797844 | 10 | 2019-12-13
1002241010 | 227-CRM - Electrical Maintenance | 504850-ANOOP RADHEYSHYAM PANDEY | 2019-12-12 | PR | 3 | POWER SUPPLY;240VAC12VDC2A | 5262A0220 | M | 235 | 40 | CRE1 | 104 | NB | 10 NOS | 246.98 | 2469.8 | 2019-12-12 | 920799125 | 10 | 2019-12-16
1002241012 | 227-CRM - Electrical Maintenance | 504850-ANOOP RADHEYSHYAM PANDEY | 2019-12-12 | PR | 1 | IND LAMP;WHITE 230 VACEMERGENCY LIGHT | 5868A0190 | M | 229 | 40 | CRE1 | 104 | NB | 10 NOS | 2851.86 | 28518.6 | 2020-01-15 | 920797840 | 10 | 2019-12-13
1002242741 | 227-CRM - Electrical Maintenance | 500354-Bhaskar Bhattacharya | 2020-01-29 | RO | 1 | Art Paper4ColorDigitaldblemorethan50 | 0291A6530 | M | 274 | 40 | CRMO | 133 | NB | 180 NOS | 13 | 2340 | 2020-01-24 | 4405353444 | 10 | 2020-01-29
1002243097 | 227-CRM - Electrical Maintenance | 504850-ANOOP RADHEYSHYAM PANDEY | 2019-12-16 | PR | 3 | SPECIAL INSTRUMENT | 6049A0044 | M | 256 | 40 | CRE1 | 104 | NB | 1 EA | 48000 | 48000 | 2020-01-15 | 920798977 | 10 | 2019-12-16
1002243661 | 227-CRM - Electrical Maintenance | 500354-Bhaskar Bhattacharya | 2019-12-16 | PR | 1 | MEMORY CARD THERMO FISHER SCIENTIFIC | 5620A2642 | M | 240 | 40 | CRE1 | 107 | NP | 1 NOS | 45000 | 45000 | 2020-04-06 | 970290810 | 10 | 2020-01-03
1002243661 | 227-CRM - Electrical Maintenance | 500354-Bhaskar Bhattacharya | 2019-12-16 | PR | 2 | CONVERTER THERMO FISHER SCIENTIFIC R | 5620A2648 | M | 240 | 40 | CRE1 | 107 | NP | 1 NOS | 33000 | 33000 | 2020-04-06 | 970290810 | 20 | 2020-01-03
1002243661 | 227-CRM - Electrical Maintenance | 500354-Bhaskar Bhattacharya | 2019-12-16 | PR | 6 | PLC TERMINAL BLOCK THERMO FISHER SCIEN | 5620A2676 | M | 240 | 40 | CRE1 | 107 | NP | 5 NOS | 4500 | 22500 | 2020-04-06 | 970290810 | 30 | 2020-01-03
1002243661 | 227-CRM - Electrical Maintenance | 500354-Bhaskar Bhattacharya | 2019-12-16 | PR | 9 | NTC MEASURING CHAMBER THERMO FISHER SCI | 6133A0053 | M | 256 | 40 | CRE1 | 107 | NP | 1 NOS | 43000 | 43000 | 2020-04-06 | 970290810 | 40 | 2020-01-03
1002243661 | 227-CRM - Electrical Maintenance | 500354-Bhaskar Bhattacharya | 2019-12-16 | PR | 10 | SPROCKET WHEEL THERMO FISHER SCIENTIFIC | 6133A0054 | M | 256 | 40 | CRE1 | 107 | NP | 2 NOS | 65000 | 130000 | 2020-04-06 | 970290810 | 50 | 2020-01-03
1002243661 | 227-CRM - Electrical Maintenance | 500354-Bhaskar Bhattacharya | 2019-12-16 | PR | 11 | RETURN SPROCKET THERMO FISHER SCIENTIFI | 6133A0055 | M | 256 | 40 | CRE1 | 107 | NP | 2 NOS | 78000 | 156000 | 2020-04-06 | 970290810 | 60 | 2020-01-03
1002243661 | 227-CRM - Electrical Maintenance | 500354-Bhaskar Bhattacharya | 2019-12-16 | PR | 14 | WARNING LAMP LED RED THERMO FISHER SCI | 6133A0061 | M | 256 | 40 | CRE1 | 107 | NP | 1 NOS | 29000 | 29000 | 2020-04-06 | 970290810 | 70 | 2020-01-03
1002243661 | 227-CRM - Electrical Maintenance | 500354-Bhaskar Bhattacharya | 2019-12-16 | PR | 15 | WARNING LAMP LED YELLOW THERMO FISHER | 6133A0062 | M | 256 | 40 | CRE1 | 107 | NP | 1 NOS | 29000 | 29000 | 2020-04-06 | 970290810 | 80 | 2020-01-03
1002243661 | 227-CRM - Electrical Maintenance | 500354-Bhaskar Bhattacharya | 2019-12-16 | PR | 16 | WARNING LAMP LED GREEN THERMO FISHER S | 6133A0063 | M | 256 | 40 | CRE1 | 107 | NP | 1 NOS | 29000 | 29000 | 2020-04-06 | 970290810 | 90 | 2020-01-03
1002243661 | 227-CRM - Electrical Maintenance | 500354-Bhaskar Bhattacharya | 2019-12-16 | PR | 17 | WARNING LAMP CONNECTION PART THERMO FI | 6133A0064 | M | 256 | 40 | CRE1 | 107 | NP | 1 NOS | 19000 | 19000 | 2020-04-06 | 970290810 | 100 | 2020-01-03
1002243661 | 227-CRM - Electrical Maintenance | 500354-Bhaskar Bhattacharya | 2019-12-16 | PR | 18 | SWIVEL AXLE RIGHT THERMO FISHER SCIENT | 6133A0065 | M | 256 | 40 | CRE1 | 107 | NP | 4 NOS | 7600 | 30400 | 2020-04-06 | 970290810 | 110 | 2020-01-03
1002243661 | 227-CRM - Electrical Maintenance | 500354-Bhaskar Bhattacharya | 2019-12-16 | PR | 19 | LIMIT SWITCH THERMO FISHER SCIENTIFIC | 6133A0071 | M | 256 | 40 | CRE1 | 107 | NP | 1 NOS | 5000 | 5000 | 2020-04-06 | 970290810 | 120 | 2020-01-03
1002243661 | 227-CRM - Electrical Maintenance | 500354-Bhaskar Bhattacharya | 2019-12-16 | PR | 20 | FAN COOLING UNIT THERMO FISHER SCIENTIF | 6133A0072 | M | 256 | 40 | CRE1 | 107 | NP | 1 NOS | 59000 | 59000 | 2020-04-06 | 970290810 | 130 | 2020-01-03
1002243661 | 227-CRM - Electrical Maintenance | 500354-Bhaskar Bhattacharya | 2019-12-16 | PR | 21 | FAN 24V THERMO FISHER SCIENTIFIC RM169 | 6133A0073 | M | 256 | 40 | CRE1 | 107 | NP | 1 NOS | 26000 | 26000 | 2020-04-06 | 970290810 | 140 | 2020-01-03
1002243661 | 227-CRM - Electrical Maintenance | 500354-Bhaskar Bhattacharya | 2019-12-16 | PR | 22 | GREASE FOR TRAVERSE RAILS THERMO FISHER | 6133A0079 | M | 256 | 40 | CRE1 | 107 | NP | 2 NOS | 6000 | 12000 | 2020-04-06 | 970290810 | 150 | 2020-01-03
1002243661 | 227-CRM - Electrical Maintenance | 500354-Bhaskar Bhattacharya | 2019-12-16 | PR | 23 | GREASE FOR TOOTH BELT (SILICON THERMO F | 6133A0080 | M | 256 | 40 | CRE1 | 107 | NP | 2 NOS | 15000 | 30000 | 2020-04-06 | 970290810 | 160 | 2020-01-03
1002243661 | 227-CRM - Electrical Maintenance | 500354-Bhaskar Bhattacharya | 2019-12-16 | PR | 24 | CAPTON FOIL 190 X 230 THERMO FISHER SCI | 6133A0081 | M | 256 | 40 | CRE1 | 107 | NP | 5 NOS | 35000 | 175000 | 2020-04-06 | 970290810 | 170 | 2020-01-03
1002243661 | 227-CRM - Electrical Maintenance | 500354-Bhaskar Bhattacharya | 2019-12-16 | PR | 25 | CARRIAGE ROLLER WITH BALL BEAR THERMO F | 6133A0082 | M | 256 | 40 | CRE1 | 107 | NP | 4 NOS | 35000 | 140000 | 2020-04-06 | 970290810 | 180 | 2020-01-03
1002243661 | 227-CRM - Electrical Maintenance | 500354-Bhaskar Bhattacharya | 2019-12-16 | PR | 26 | TENSION SPRING THERMO FISHER SCIENTIFIC | 6133A0083 | M | 256 | 40 | CRE1 | 107 | NP | 4 NOS | 7500 | 30000 | 2020-04-06 | 970290810 | 190 | 2020-01-03
1002243661 | 227-CRM - Electrical Maintenance | 500354-Bhaskar Bhattacharya | 2019-12-16 | PR | 28 | POWER SUPPLY 230V/24V5A THERMO FISHER | 6133A0088 | M | 256 | 40 | CRE1 | 107 | NP | 1 NOS | 57000 | 57000 | 2020-04-06 | 970290810 | 200 | 2020-01-03
1002243661 | 227-CRM - Electrical Maintenance | 500354-Bhaskar Bhattacharya | 2019-12-16 | PR | 29 | SWIVEL ARM LEFT THERMO FISHER SCIENTIFI | 6133A0090 | M | 256 | 40 | CRE1 | 107 | NP | 2 NOS | 8000 | 16000 | 2020-04-06 | 970290810 | 210 | 2020-01-03
1002243661 | 227-CRM - Electrical Maintenance | 500354-Bhaskar Bhattacharya | 2019-12-16 | PR | 30 | MEASURING NTC THERMO FISHER SCIENTIFIC | 6133A0097 | M | 256 | 40 | CRE1 | 107 | NP | 1 NOS | 32000 | 32000 | 2020-04-06 | 970290810 | 220 | 2020-01-03
1002243661 | 227-CRM - Electrical Maintenance | 500354-Bhaskar Bhattacharya | 2019-12-16 | PR | 31 | LIGHT BARRIER THERMO FISHER SCIENTIFIC | 6133A0098 | M | 256 | 40 | CRE1 | 107 | NP | 1 NOS | 74000 | 74000 | 2020-04-06 | 970290810 | 230 | 2020-01-03
1002243661 | 227-CRM - Electrical Maintenance | 500354-Bhaskar Bhattacharya | 2019-12-16 | PR | 32 | MONITORING UNIT THERMO FISHER SCIENTIFI | 6133A0108 | M | 256 | 40 | CRE1 | 107 | NP | 1 NOS | 93000 | 93000 | 2020-04-06 | 970290810 | 240 | 2020-01-03
1002243661 | 227-CRM - Electrical Maintenance | 500354-Bhaskar Bhattacharya | 2019-12-16 | PR | 33 | WATER FLOW SWITCH THERMO FISHER SCIENTI | 6133A0109 | M | 256 | 40 | CRE1 | 107 | NP | 1 NOS | 6000 | 6000 | 2020-04-06 | 970290810 | 250 | 2020-01-03
1002243819 | 227-CRM - Electrical Maintenance | 504850-ANOOP RADHEYSHYAM PANDEY | 2019-12-16 | PR | 2 | SPECIAL INSTRUMENT | 6049A0006 | M | 256 | 40 | CRE1 | 104 | NB | 1 NOS | 48000 | 48000 | 2020-01-15 | 920802067 | 10 | 2019-12-23
1002245825 | 227-CRM - Electrical Maintenance | 154844-JEEVAN JYOTI JENA | 2019-12-19 | PR | 1 | FLD SNSR;UV FLAME DETECTOR LANDIS & GY | 5700A0943 | M | 256 | 40 | CRE1 | 104 | NP | 2 NOS | 10000 | 20000 | 2020-01-18 | 970296535 | 10 | 2020-02-12
1002248248 | 227-CRM - Electrical Maintenance | 198458-ANUPAM ANAND DUBEY | 2019-12-23 | PR | 3 | FIELD SNSR;TEMPOSONICMTS SENSORS24VDC | 5700A0564 | M | 256 | 40 | CRE1 | 101 | NP | 1 NOS | 200000 | 200000 | 2020-01-30 | 970293727 | 10 | 2020-01-23
1002248955 | 227-CRM - Electrical Maintenance | 121461-R K Sachan | 2019-12-24 | PR | 1 | TWST DRLL;5 MMSTRAIGHT SHANK 52 MM86 | 5319A0446 | M | 216 | 40 | CRE1 | 104 | NB | 10 NOS | 250 | 2500 | 2020-01-23 | 920805976 | 10 | 2020-01-02
1002249146 | 227-CRM - Electrical Maintenance | 500354-Bhaskar Bhattacharya | 2019-12-24 | PR | 1 | LIFT;PASSENGER LIFT 7 NOS476 KG38800 | 6070A0031 | M | 230 | 40 | CRE1 | 101 | NB | 1 SET | 3600000 | 3600000 | 2020-04-06 | 920814646 | 10 | 2020-01-23
1002249881 | 227-CRM - Electrical Maintenance | 121461-R K Sachan | 2019-12-25 | PR | 1 | PRINT HEAD WITH SETUP INK HP PRINTER | 5309A0744 | M | 212 | 40 | CRE1 | 121 | NB | 1 NOS | 8000 | 8000 | 2019-12-31 | 920802887 | 10 | 2019-12-25
1002250014 | 227-CRM - Electrical Maintenance | 121461-R K Sachan | 2019-12-26 | RO | 1 | BRAKE;19INELECTRO HYDRAULIC THRUSTER | 5507A0027 | M | 237 | 40 | CRE1 | 107 | NB | 2 NOS | 290761.8 | 581523.6 | 2020-01-25 | 4405442749 | 10 | 2020-01-06
1002250176 | 227-CRM - Electrical Maintenance | 119449-Swapan K Das | 2019-12-26 | PR | 1 | PRESSURE SWITCH KROM SCHRODER DG150U-3 | 6124A0304 | M | 256 | 40 | CRE1 | 104 | NP | 1 NOS | 10000 | 10000 | 2019-12-26 | 970292768 | 10 | 2020-01-16
1002250176 | 227-CRM - Electrical Maintenance | 119449-Swapan K Das | 2019-12-26 | PR | 2 | PRESSURE SWITCH KROM SCHRODER DG50U-3 | 6124A0330 | M | 256 | 40 | CRE1 | 104 | NP | 1 NOS | 10000 | 10000 | 2019-12-26 | 970292768 | 20 | 2020-01-16
1002251289 | 227-CRM - Electrical Maintenance | 153574-Pankaj Kumar | 2019-12-27 | PR | 1 | FIFE STRIP CENTER GUIDING EQPT MAXCESS | 5956A2481 | M | 256 | 40 | CRE1 | 101 | NP | 1 SET | 1400000 | 1400000 | 2021-03-22 | 970290200 | 10 | 2019-12-30
1002251555 | 227-CRM - Electrical Maintenance | 153574-Pankaj Kumar | 2019-12-28 | PR | 1 | CNTRLR;JOYSTICK CONTROLLER 220 VACDIGI | 5495A0199 | M | 240 | 40 | CRE1 | 104 | NB | 20 NOS | 4237.88 | 84757.6 | 2019-12-31 | 920804773 | 10 | 2019-12-30
1002252190 | 227-CRM - Electrical Maintenance | 121461-R K Sachan | 2019-12-30 | PR | 1 | SPL INST;TEMPERATURE STICKER TEMPERATUR | 6049A0066 | M | 256 | 40 | CRE1 | 104 | NB | 2300 NOS | 43 | 98900 | 2020-04-24 | 920869391 | 10 | 2020-06-11
1002252199 | 227-CRM - Electrical Maintenance | 121461-R K Sachan | 2019-12-30 | PR | 1 | AC MOTR;IE2 0.55 KW415 +/- 10% VSQUIR | 5900A2908 | M | 230 | 40 | CRE1 | 104 | NB | 1 NOS | 25000 | 25000 | 2020-01-30 | 920811792 | 10 | 2020-01-16
1002252498 | 227-CRM - Electrical Maintenance | 504850-ANOOP RADHEYSHYAM PANDEY | 2019-12-31 | PR | 1 | SPECIAL INSTRUMENT | 6049A0044 | M | 256 | 40 | CRE1 | 104 | NB | 1 EA | 48000 | 48000 | 2020-01-30 | 920805963 | 10 | 2020-01-02
1002254301 | 227-CRM - Electrical Maintenance | 153574-Pankaj Kumar | 2020-01-02 | PR | 1 | SPARE WHEEL DELACHAUX 8479 CRD SPA | 5531A0816 | M | 241 | 40 | CRE1 | 101 | NP | 50 NOS | 6000 | 300000 | 2020-02-01 | 970292415 | 10 | 2020-01-14
1002254412 | 227-CRM - Electrical Maintenance | 153574-Pankaj Kumar | 2020-01-02 | PR | 1 | ELTNC CARD;MEASUREMENTECU 01.2 DISPLAY | 5540A1065 | M | 240 | 40 | CRE1 | 107 | NP | 1 NOS | 87835 | 87835 | 2020-02-01 | 970302759 | 10 | 2020-03-24
1002254412 | 227-CRM - Electrical Maintenance | 153574-Pankaj Kumar | 2020-01-02 | PR | 2 | ELTNC CARD;EPC SPAREDISPLAY CARDEMG | 5540A1155 | M | 240 | 40 | CRE1 | 107 | NP | 1 NOS | 79850 | 79850 | 2020-02-16 | 970302759 | 20 | 2020-03-24
1002254422 | 227-CRM - Electrical Maintenance | 153574-Pankaj Kumar | 2020-01-02 | PR | 1 | ENCODR;ABSOLUTE ROTARY ENCODER SICK DF | 5508A0362 | M | 240 | 40 | CRE1 | 101 | NP | 2 NOS | 75000 | 150000 | 2020-02-01 | 970302756 | 10 | 2020-03-24
1002254855 | 227-CRM - Electrical Maintenance | 153574-Pankaj Kumar | 2020-01-03 | PR | 1 | ELTNC CARD;PLCPOWER SUPPLY CARD | 5540A1115 | M | 240 | 40 | CRE1 | 104 | NP | 3 NOS | 30000 | 90000 | 2020-02-02 | 970303498 | 10 | 2020-03-30
1002254889 | 227-CRM - Electrical Maintenance | 153574-Pankaj Kumar | 2020-01-03 | PR | 1 | FIELD SNSR;LEVEL SWITCH | 5700A0654 | M | 256 | 40 | CRE1 | 107 | NP | 3 NOS | 2417.5 | 7252.5 | 2020-03-03 | 970303499 | 10 | 2020-03-30
1002254896 | 227-CRM - Electrical Maintenance | 153574-Pankaj Kumar | 2020-01-03 | PR | 1 | POWER SUPPLY;240VAC12VDC2A | 5262A0220 | M | 235 | 40 | CRE1 | 104 | NB | 16 NOS | 500 | 8000 | 2020-02-02 | 920806482 | 10 | 2020-01-03
1002256722 | 227-CRM - Electrical Maintenance | 153574-Pankaj Kumar | 2020-01-06 | PR | 1 | PLC SPR;FRONT CONNECTORSIEMENS | 5620A1060 | M | 240 | 40 | CR01 | 104 | NP | 3 NOS | 25000 | 75000 | 2020-03-06 | 970302762 | 10 | 2020-03-24
1002256725 | 227-CRM - Electrical Maintenance | 153574-Pankaj Kumar | 2020-01-06 | PR | 1 | PLC SPR;COMMUNICATION MODULEABBCI801 | 5620A0835 | M | 240 | 40 | CRE1 | 104 | NP | 2 NOS | 38360 | 76720 | 2020-02-05 | 970303500 | 10 | 2020-03-30
1002256746 | 227-CRM - Electrical Maintenance | 153574-Pankaj Kumar | 2020-01-06 | PR | 2 | WRLESS DVCE SPRPALMICGM300/950MOTOROL | 5453A0031 | M | 238 | 40 | CRE1 | 104 | NB | 10 NOS | 2000 | 20000 | 2020-03-02 | 920808882 | 10 | 2020-01-09
1002256758 | 227-CRM - Electrical Maintenance | 153574-Pankaj Kumar | 2020-01-06 | PR | 1 | PROXIMITY;INDUCTIVE SENSOR20MM10-30V | 5885A0278 | M | 234 | 40 | CRE1 | 104 | NP | 5 NOS | 6000 | 30000 | 2020-03-06 | 970303497 | 10 | 2020-03-30
1002257516 | 227-CRM - Electrical Maintenance | 121461-R K Sachan | 2020-01-07 | PR | 1 | SF6 INTERRUPTER POLE VOLTAS SF6 BREA | 5872A2655 | M | 234 | 40 | CRE1 | 101 | NP | 6 NOS | 130000 | 780000 | 2020-04-24 | 970314755 | 10 | 2020-06-26
1002257516 | 227-CRM - Electrical Maintenance | 121461-R K Sachan | 2020-01-07 | PR | 2 | SF6 INTERRUPTER POLE VOLTAS SF6 BREA | 5872A2656 | M | 234 | 40 | CRE1 | 101 | NP | 3 NOS | 150000 | 450000 | 2020-04-24 | 970314755 | 20 | 2020-06-26
1002257547 | 227-CRM - Electrical Maintenance | 121461-R K Sachan | 2020-01-07 | RO | 1 | TEST LEAD SET. | 0513A0436 | M | 235 | 40 | CRE1 | 101 | NB | 6 NOS | 1475 | 8850 | 2020-01-07 | 4405449817 | 10 | 2020-01-08
1002257561 | 227-CRM - Electrical Maintenance | 121461-R K Sachan | 2020-01-07 | PR | 1 | SERVO CONTROLLER FOR MARKING ARIKAWA 8 | 5542A2093 | M | 240 | 40 | CRE1 | 107 | NP | 1 NOS | 1613750 | 1613750 | 2020-04-24 | 970305504 | 10 | 2020-04-15
1002257561 | 227-CRM - Electrical Maintenance | 121461-R K Sachan | 2020-01-07 | PR | 2 | PROFIBUS DP BUS CONTROLLER A&M CO LTD | 5620A2809 | M | 240 | 40 | CRE1 | 107 | NP | 1 NOS | 393755 | 393755 | 2020-04-24 | 970305504 | 20 | 2020-04-15
1002257571 | 227-CRM - Electrical Maintenance | 500354-Bhaskar Bhattacharya | 2020-01-07 | PR | 1 | FREQUENCY SIGNAL CONVERTER THERMO FISH | 5620A2649 | M | 240 | 40 | CRE1 | 107 | NP | 1 NOS | 152383 | 152383 | 2020-04-06 | 970293465 | 10 | 2020-01-21
1002257571 | 227-CRM - Electrical Maintenance | 500354-Bhaskar Bhattacharya | 2020-01-07 | PR | 2 | AMPLIFIER CARD THERMO FISHER SCIENTIFI | 5620A2651 | M | 240 | 40 | CRE1 | 107 | NP | 1 NOS | 100857 | 100857 | 2020-04-06 | 970293465 | 20 | 2020-01-21
1002257571 | 227-CRM - Electrical Maintenance | 500354-Bhaskar Bhattacharya | 2020-01-07 | PR | 3 | POWER SUPPLY THERMO FISHER SCIENTIFIC | 5620A2668 | M | 240 | 40 | CRE1 | 107 | NP | 1 NOS | 179347 | 179347 | 2020-04-06 | 970293465 | 30 | 2020-01-21
1002257571 | 227-CRM - Electrical Maintenance | 500354-Bhaskar Bhattacharya | 2020-01-07 | PR | 4 | TOOTHED BELT HTS NO. 40102000 RADIOMETR | 5908A0458 | M | 205 | 40 | CRE1 | 107 | NP | 1 NOS | 287136 | 287136 | 2020-04-06 | 970293465 | 40 | 2020-01-21
1002257571 | 227-CRM - Electrical Maintenance | 500354-Bhaskar Bhattacharya | 2020-01-07 | PR | 5 | IONISATION CHAMBER 2CHANNELS THERMO FIS | 6133A0051 | M | 256 | 40 | CRE1 | 107 | NP | 2 NOS | 710450 | 1420900 | 2020-04-06 | 970293465 | 50 | 2020-01-21
1002257571 | 227-CRM - Electrical Maintenance | 500354-Bhaskar Bhattacharya | 2020-01-07 | PR | 6 | FRICTION CLUTCH THERMO FISHER SCIENTIFI | 6133A0056 | M | 256 | 40 | CRE1 | 107 | NP | 2 NOS | 140922 | 281844 | 2020-04-06 | 970293465 | 60 | 2020-01-21
1002257571 | 227-CRM - Electrical Maintenance | 500354-Bhaskar Bhattacharya | 2020-01-07 | PR | 7 | MOTOR WITH GEAR CA43 THERMO FISHER SCIE | 6133A0058 | M | 256 | 40 | CRE1 | 107 | NP | 1 NOS | 325938 | 325938 | 2020-04-06 | 970293465 | 70 | 2020-01-21
1002257571 | 227-CRM - Electrical Maintenance | 500354-Bhaskar Bhattacharya | 2020-01-07 | PR | 8 | M1 ANALOG IN 16 BIT AI 204/4 THERMO FIS | 6133A0087 | M | 256 | 40 | CRE1 | 107 | NP | 1 NOS | 674282 | 674282 | 2020-04-06 | 970293465 | 80 | 2020-01-21
1002258445 | 227-CRM - Electrical Maintenance | 121461-R K Sachan | 2020-01-08 | PR | 1 | FLD SNSR;ULTRASONIC LEVEL PEPPERL+FUCH | 5700A0733 | M | 256 | 40 | CRE1 | 101 | NP | 4 NOS | 23000 | 92000 | 2020-04-24 | 970333785 | 10 | 2020-11-04
1002258445 | 227-CRM - Electrical Maintenance | 121461-R K Sachan | 2020-01-08 | PR | 2 | FLD SNSR;ULTRASONIC SENSOR PEPPERL+FUC | 5700A0736 | M | 256 | 40 | CRE1 | 101 | NP | 8 NOS | 15000 | 120000 | 2020-04-24 | 970333785 | 20 | 2020-11-04
1002259237 | 227-CRM - Electrical Maintenance | 121461-R K Sachan | 2020-01-09 | PR | 1 | O-RING;VITON 270 MM5 MM280 MM70 | 5395A1135 | M | 279 | 40 | CRE1 | 104 | NB | 30 NOS | 250 | 7500 | 2020-02-08 | 920809416 | 10 | 2020-01-11
1002260317 | 227-CRM - Electrical Maintenance | 500354-Bhaskar Bhattacharya | 2020-01-10 | PR | 1 | POWR SPLY;220VAC100KV200MA | 5262A0247 | M | 235 | 40 | CRE1 | 107 | NP | 2 NOS | 430315 | 860630 | 2020-04-06 | 970293462 | 10 | 2020-01-21
1002261070 | 227-CRM - Electrical Maintenance | 504850-ANOOP RADHEYSHYAM PANDEY | 2020-01-11 | RO | 1 | ULTRASONIC CLAMP ON FLOW METER FD-Q32C | 5243A6551 | M | 255 | 40 | CRE1 | 100 | NB | 12 SET | 81340 | 976080 | 2020-03-01 | 4405539974 | 10 | 2020-01-30
1002261079 | 227-CRM - Electrical Maintenance | 504850-ANOOP RADHEYSHYAM PANDEY | 2020-01-11 | PR | 2 | POWER SUPPLY;240VAC12VDC2A | 5262A0220 | M | 235 | 40 | CRE1 | 104 | NB | 10 NOS | 246.98 | 2469.8 | 2020-02-10 | 920811483 | 10 | 2020-01-15
1002261079 | 227-CRM - Electrical Maintenance | 504850-ANOOP RADHEYSHYAM PANDEY | 2020-01-11 | PR | 3 | IND LAMP;WHITE 230 VACEMERGENCY LIGHT | 5868A0190 | M | 229 | 40 | CRE1 | 104 | NB | 4 NOS | 3074 | 12296 | 2020-02-10 | 920811482 | 10 | 2020-01-15
1002261079 | 227-CRM - Electrical Maintenance | 504850-ANOOP RADHEYSHYAM PANDEY | 2020-01-11 | PR | 4 | CARBON BRUSH HITACHI AM 2STD H HITACH | 5623A0795 | M | 230 | 40 | CRE1 | 104 | NB | 30 NOS | 556.5 | 16695 | 2020-02-10 | 920811481 | 10 | 2020-01-15
1002261079 | 227-CRM - Electrical Maintenance | 504850-ANOOP RADHEYSHYAM PANDEY | 2020-01-11 | PR | 5 | CRBN BRS;SA4542 HITACHI CARBN BRUSH WI | 5867A0323 | M | 230 | 40 | CRE1 | 104 | NB | 20 NOS | 800 | 16000 | 2020-04-10 | 920811481 | 20 | 2020-01-15
1002261111 | 227-CRM - Electrical Maintenance | 504850-ANOOP RADHEYSHYAM PANDEY | 2020-01-12 | PR | 1 | CNTRLR;Temperature Controller | 5495A0120 | M | 240 | 40 | CRE1 | 104 | NB | 1 NOS | 45000 | 45000 | 2020-03-12 | 920811783 | 10 | 2020-01-16
1002261113 | 227-CRM - Electrical Maintenance | 504850-ANOOP RADHEYSHYAM PANDEY | 2020-01-12 | PR | 1 | RADAR TYPE LEVEL TRANSMITTER VEGA PS64 | 6129A0135 | M | 256 | 40 | CRE1 | 101 | NP | 3 NOS | 211470 | 634410 | 2020-04-15 | 970303520 | 10 | 2020-03-30
1002261114 | 227-CRM - Electrical Maintenance | 504850-ANOOP RADHEYSHYAM PANDEY | 2020-01-12 | PR | 1 | FLW MTR;0-10 MPaWATER/LIQUID M3HVORTEX | 5493A0277 | M | 256 | 40 | CRE1 | 104 | NB | 1 NOS | 46159.78 | 46159.78 | 2020-02-20 | 920811781 | 10 | 2020-01-16
1002261115 | 227-CRM - Electrical Maintenance | 504850-ANOOP RADHEYSHYAM PANDEY | 2020-01-12 | PR | 1 | DSPLY SCRN;40INLCD MONITOR230VAC | 5107A0016 | M | 240 | 40 | CRE1 | 104 | NB | 1 . | 38668.87 | 38668.87 | 2020-02-11 | 920828613 | 10 | 2020-02-26
1002261115 | 227-CRM - Electrical Maintenance | 504850-ANOOP RADHEYSHYAM PANDEY | 2020-01-12 | PR | 2 | CAMRA&ACC;VGA EXTENDERANY REPUTEDANY | 5648A0192 | M | 314 | 40 | CRE1 | 104 | NB | 2 NOS | 12133 | 24266 | 2020-02-11 | 920828612 | 10 | 2020-02-26
1002261115 | 227-CRM - Electrical Maintenance | 504850-ANOOP RADHEYSHYAM PANDEY | 2020-01-12 | PR | 3 | VGA COMMUNICATION CABLE | 6020A0001 | M | 292 | 40 | CRE1 | 104 | NB | 4 NOS | 850 | 3400 | 2020-02-11 | 920828614 | 10 | 2020-02-26
1002262086 | 227-CRM - Electrical Maintenance | 153574-Pankaj Kumar | 2020-01-13 | PR | 1 | PROXIMITY;INDUCTIVE SENSOR10MM20-250V | 5885A0272 | M | 234 | 40 | CRE1 | 104 | NB | 10 NOS | 5000 | 50000 | 2020-03-13 | 920811503 | 10 | 2020-01-15
1002262220 | 227-CRM - Electrical Maintenance | 504850-ANOOP RADHEYSHYAM PANDEY | 2020-01-14 | RO | 1 | GLND CBLSINGLE COMPRESSIONBRASS19MMI | 5884A0029 | M | 222 | 40 | CRE1 | 101 | NB | 200 NOS | 72 | 14400 | 2020-02-13 | 4405475751 | 10 | 2020-01-14
1002262220 | 227-CRM - Electrical Maintenance | 504850-ANOOP RADHEYSHYAM PANDEY | 2020-01-14 | RO | 2 | GLND CBLSINGLE COMPRESSIONBRASS25MMI | 5884A0030 | M | 222 | 40 | CRE1 | 101 | NB | 200 NOS | 98 | 19600 | 2020-02-13 | 4405475751 | 20 | 2020-01-14
1002262220 | 227-CRM - Electrical Maintenance | 504850-ANOOP RADHEYSHYAM PANDEY | 2020-01-14 | RO | 3 | LT CBL;4 1.5 MM2ANNEALED TINNED COPPER | 5717A0668 | M | 222 | 40 | CRE1 | 101 | NB | 100 M | 110 | 11000 | 2020-02-13 | 4405475751 | 30 | 2020-01-14
1002263356 | 227-CRM - Electrical Maintenance | 121461-R K Sachan | 2020-01-15 | PR | 1 | HMI SIEMENS 6AV2123-2JB03-0AX0 | 5620A2960 | M | 240 | 40 | CRE1 | 101 | NP | 1 NOS | 50000 | 50000 | 2020-04-24 | 970303888 | 10 | 2020-04-02
1002263356 | 227-CRM - Electrical Maintenance | 121461-R K Sachan | 2020-01-15 | PR | 2 | ANALOG INPUT/OUTPUT MODULE SIEMENS 6 | 5620A3078 | M | 240 | 40 | CRE1 | 101 | NP | 1 NOS | 30000 | 30000 | 2020-04-24 | 970303888 | 20 | 2020-04-02
1002263356 | 227-CRM - Electrical Maintenance | 121461-R K Sachan | 2020-01-15 | PR | 3 | COMMUNICATION MODULE SIEMENS 6GK7542 | 5620A3083 | M | 240 | 40 | CRE1 | 101 | NP | 1 NOS | 52000 | 52000 | 2020-04-24 | 970303888 | 30 | 2020-04-02
1002263356 | 227-CRM - Electrical Maintenance | 121461-R K Sachan | 2020-01-15 | PR | 4 | DIGITAL OUTPUT MODULE SIEMENS 6ES7522- | 5620A3250 | M | 240 | 40 | CRE1 | 101 | NP | 1 NOS | 50000 | 50000 | 2020-04-24 | 970303888 | 40 | 2020-04-02
1002263356 | 227-CRM - Electrical Maintenance | 121461-R K Sachan | 2020-01-15 | PR | 5 | DIGITAL INPUT MODULE SIEMENS 6ES7521-1 | 5620A3251 | M | 240 | 40 | CRE1 | 101 | NP | 1 NOS | 50000 | 50000 | 2020-04-24 | 970303888 | 50 | 2020-04-02
1002263356 | 227-CRM - Electrical Maintenance | 121461-R K Sachan | 2020-01-15 | PR | 6 | SIMATIC S7-1500-CPU 1511-1 PN SIEMENS | 5620A3272 | M | 240 | 40 | CRE1 | 101 | NP | 1 NOS | 50000 | 50000 | 2020-04-24 | 970303888 | 60 | 2020-04-02
1002263356 | 227-CRM - Electrical Maintenance | 121461-R K Sachan | 2020-01-15 | PR | 7 | DRV MODL;5.5 KWSIEMENS G120 380 TO | 6098A0335 | M | 240 | 40 | CRE1 | 101 | NP | 1 NOS | 25000 | 25000 | 2020-04-24 | 970303888 | 70 | 2020-04-02
1002263944 | 227-CRM - Electrical Maintenance | 121461-R K Sachan | 2020-01-15 | PR | 1 | SW GR&CB SPRACTUATORSIEMENSPUSH BUTTO | 5872A0572 | M | 234 | 40 | CRE1 | 104 | NB | 25 NOS | 833 | 20825 | 2020-01-31 | 920811497 | 10 | 2020-01-15
1002263950 | 227-CRM - Electrical Maintenance | 121461-R K Sachan | 2020-01-15 | PR | 3 | LAB ACCS;ANTI-STATIC BAG-ELECTRONIC LAB | 5959A0422 | M | 240 | 40 | CRE1 | 104 | NB | 100 NOS | 50 | 5000 | 2020-01-31 | 920811782 | 10 | 2020-01-16
1002265986 | 227-CRM - Electrical Maintenance | 153574-Pankaj Kumar | 2020-01-18 | PR | 1 | FUSE;SEMICONDUCTOR550A690V200KAYES | 5748A0783 | M | 225 | 40 | CRE1 | 104 | NB | 15 NOS | 3000 | 45000 | 2020-02-17 | 920819947 | 10 | 2020-02-05
1002265989 | 227-CRM - Electrical Maintenance | 153574-Pankaj Kumar | 2020-01-18 | PR | 1 | PUSH BTTN;EMERGENCY PUSH BUTTONRED | 5772A0048 | M | 234 | 40 | CRE1 | 104 | NB | 50 NOS | 700 | 35000 | 2020-02-17 | 920816387 | 10 | 2020-01-27
1002266079 | 227-CRM - Electrical Maintenance | 121461-R K Sachan | 2020-01-18 | PR | 1 | ENCODR;INCREMENTAL ROTARY ENCODER BAUM | 5508A0366 | M | 240 | 40 | CRE1 | 101 | NP | 1 NOS | 80000 | 80000 | 2020-04-24 | 970314312 | 10 | 2020-06-23
1002266079 | 227-CRM - Electrical Maintenance | 121461-R K Sachan | 2020-01-18 | PR | 2 | ENCODR;INCREMENTAL ROTARY ENCODER BAUM | 5508A0367 | M | 240 | 40 | CRE1 | 101 | NP | 1 NOS | 80000 | 80000 | 2020-04-24 | 970314312 | 20 | 2020-06-23
1002266088 | 227-CRM - Electrical Maintenance | 121461-R K Sachan | 2020-01-18 | PR | 1 | PLC SPR;DP/DP COUPLERSIEMENS | 5620A2105 | M | 240 | 40 | CRE1 | 104 | NP | 1 NOS | 40000 | 40000 | 2020-04-24 | 970314320 | 10 | 2020-06-23
1002266093 | 227-CRM - Electrical Maintenance | 121461-R K Sachan | 2020-01-18 | PR | 1 | O-RING ;VITON78.97MM3.53MM86.03MM | 5395A0639 | M | 279 | 40 | CRE1 | 104 | NB | 20 NOS | 200 | 4000 | 2020-02-17 | 920813899 | 10 | 2020-01-21
1002266093 | 227-CRM - Electrical Maintenance | 121461-R K Sachan | 2020-01-18 | PR | 2 | O-RING ;NBR76MM4.762MM85.6MM80SHA | 5395A0769 | M | 279 | 40 | CRE1 | 104 | NB | 20 NOS | 200 | 4000 | 2020-02-17 | 920813899 | 20 | 2020-01-21
1002266093 | 227-CRM - Electrical Maintenance | 121461-R K Sachan | 2020-01-18 | PR | 3 | O-RING;NEOPRENE 29 MM5 MM39 MM70 SHA | 5395A1247 | M | 279 | 40 | CRE1 | 104 | NB | 40 NOS | 25 | 1000 | 2020-02-17 | 920813899 | 30 | 2020-01-21
1002266104 | 227-CRM - Electrical Maintenance | 121461-R K Sachan | 2020-01-18 | PR | 1 | O-RING;VITON 138 MM4 MM146 MM70 | 5395A1019 | M | 279 | 40 | CRE1 | 104 | NB | 12 NOS | 100 | 1200 | 2020-01-31 | 920816741 | 10 | 2020-01-28
1002266104 | 227-CRM - Electrical Maintenance | 121461-R K Sachan | 2020-01-18 | PR | 2 | O-RING;VITON 342 MM5 MM352 MM70 | 5395A1025 | M | 279 | 40 | CRE1 | 104 | NB | 12 NOS | 300 | 3600 | 2020-01-31 | 920816741 | 20 | 2020-01-28
1002266104 | 227-CRM - Electrical Maintenance | 121461-R K Sachan | 2020-01-18 | PR | 3 | O-RING;VITON 145 MM5 MM155 MM70 | 5395A1026 | M | 279 | 40 | CRE1 | 104 | NB | 12 NOS | 100 | 1200 | 2020-01-31 | 920816741 | 30 | 2020-01-28
1002266104 | 227-CRM - Electrical Maintenance | 121461-R K Sachan | 2020-01-18 | PR | 4 | O-RING;VITON 340 MM6 MM352 MM70 | 5395A1059 | M | 279 | 40 | CRE1 | 104 | NB | 12 NOS | 320 | 3840 | 2020-01-31 | 920816741 | 40 | 2020-01-28
1002266104 | 227-CRM - Electrical Maintenance | 121461-R K Sachan | 2020-01-18 | PR | 5 | O-RING;VITON 390 MM6 MM402 MM70 | 5395A1060 | M | 279 | 40 | CRE1 | 104 | NB | 12 NOS | 410 | 4920 | 2020-01-31 | 920816741 | 50 | 2020-01-28
1002266104 | 227-CRM - Electrical Maintenance | 121461-R K Sachan | 2020-01-18 | PR | 6 | O-RING;VITON 455 MM6 MM467 MM70 | 5395A1061 | M | 279 | 40 | CRE1 | 104 | NB | 12 NOS | 450 | 5400 | 2020-01-31 | 920816741 | 60 | 2020-01-28
1002266104 | 227-CRM - Electrical Maintenance | 121461-R K Sachan | 2020-01-18 | PR | 7 | O-RING;VITON 290 MM5 MM300 MM70 | 5395A1062 | M | 279 | 40 | CRE1 | 104 | NB | 12 NOS | 250 | 3000 | 2020-01-31 | 920816741 | 70 | 2020-01-28
1002266104 | 227-CRM - Electrical Maintenance | 121461-R K Sachan | 2020-01-18 | PR | 8 | O-RING;VITON 200 MM4 MM208 MM70 | 5395A1063 | M | 279 | 40 | CRE1 | 104 | NB | 12 NOS | 200 | 2400 | 2020-01-31 | 920816741 | 80 | 2020-01-28
1002267678 | 227-CRM - Electrical Maintenance | 121461-R K Sachan | 2020-01-21 | PR | 1 | INDTR;UNIVERSAL 7 SEGMENT DISPLAY PA | 5657A0057 | M | 240 | 40 | CRE1 | 104 | NB | 1 NOS | 45000 | 45000 | 2020-02-20 | 920815307 | 10 | 2020-01-24
1002270888 | 227-CRM - Electrical Maintenance | 198458-ANUPAM ANAND DUBEY | 2020-01-25 | PR | 1 | DRIV SPR;CONTROL UNIT CU-240E-2SIEMENS | 5542A1717 | M | 240 | 40 | CRE1 | 104 | NP | 1 NOS | 16000 | 16000 | 2020-02-24 | 970302760 | 10 | 2020-03-24
1002270888 | 227-CRM - Electrical Maintenance | 198458-ANUPAM ANAND DUBEY | 2020-01-25 | PR | 2 | SIMATIC S7-200 SMART CPU ST40 SIEMENS | 5620A3121 | M | 240 | 40 | CRE1 | 104 | NP | 1 NOS | 25000 | 25000 | 2020-02-24 | 970302760 | 20 | 2020-03-24
1002270888 | 227-CRM - Electrical Maintenance | 198458-ANUPAM ANAND DUBEY | 2020-01-25 | PR | 3 | DRV MODL;7.5 KWSIEMENS SINAMICS G20 3 | 6098A0093 | M | 240 | 40 | CRE1 | 104 | NP | 1 NOS | 40000 | 40000 | 2020-02-24 | 970302760 | 30 | 2020-03-24
1002270903 | 227-CRM - Electrical Maintenance | 198458-ANUPAM ANAND DUBEY | 2020-01-25 | PR | 1 | LT CBL;101.5MM2ANNEALED TINNED COPPER | 5717A0556 | M | 222 | 40 | CRE1 | 101 | NB | 500 M | 100 | 50000 | 2020-02-24 | 920835005 | 10 | 2020-03-13
1002270903 | 227-CRM - Electrical Maintenance | 198458-ANUPAM ANAND DUBEY | 2020-01-25 | PR | 2 | LT CBL;4X2X0.750.75MM2COPPERHR PVC | 5717A0577 | M | 222 | 40 | CRE1 | 101 | NB | 500 M | 166 | 83000 | 2020-03-10 | 920835005 | 20 | 2020-03-13
1002271636 | 227-CRM - Electrical Maintenance | 121461-R K Sachan | 2020-01-27 | PR | 1 | WGHNG SYS;24 TON10 VCOMPRESSION LOAD | 5592A0084 | M | 308 | 40 | CRE1 | 107 | NP | 1 NOS | 258200 | 258200 | 2020-04-24 | 970303881 | 10 | 2020-04-02
1002271649 | 227-CRM - Electrical Maintenance | 121461-R K Sachan | 2020-01-27 | PR | 2 | PLC SPR;DIGITAL INPUT MODULEROCKWELL | 5620A1103 | M | 240 | 40 | CR01 | 101 | NP | 3 NOS | 26000 | 78000 | 2020-04-24 | 970305732 | 10 | 2020-04-17
1002271649 | 227-CRM - Electrical Maintenance | 121461-R K Sachan | 2020-01-27 | PR | 3 | PLC SPR10 SLT CNTRL LOGIX I/O CHASSISA | 5620A0101 | M | 240 | 40 | CRE1 | 101 | NP | 3 NOS | 35000 | 105000 | 2020-04-24 | 970305732 | 20 | 2020-04-17
1002271649 | 227-CRM - Electrical Maintenance | 121461-R K Sachan | 2020-01-27 | PR | 4 | PLC SPRCONTROLLOGIX PROCESSORALLN BRAD | 5620A0159 | M | 240 | 40 | CRE1 | 101 | NP | 3 NOS | 350000 | 1050000 | 2020-04-24 | 970305732 | 30 | 2020-04-17
1002271649 | 227-CRM - Electrical Maintenance | 121461-R K Sachan | 2020-01-27 | PR | 5 | PLC SPR;POWER SUPPLYALLEN BRADLEY | 5620A0948 | M | 240 | 40 | CRE1 | 101 | NP | 3 NOS | 49000 | 147000 | 2020-04-24 | 970305732 | 40 | 2020-04-17
1002271649 | 227-CRM - Electrical Maintenance | 121461-R K Sachan | 2020-01-27 | PR | 6 | PLC SPR;COMMUNICATION MODULEROCKWELL | 5620A1174 | M | 240 | 40 | CR01 | 101 | NP | 6 NOS | 98000 | 588000 | 2020-04-24 | 970305732 | 50 | 2020-04-17
1002271649 | 227-CRM - Electrical Maintenance | 121461-R K Sachan | 2020-01-27 | PR | 7 | ETHERNET MODULE CONTROL LOGIX 1756-EN2 | 5620A2359 | M | 240 | 40 | CRE1 | 101 | NP | 3 NOS | 99000 | 297000 | 2020-04-24 | 970305732 | 60 | 2020-04-17
1002271649 | 227-CRM - Electrical Maintenance | 121461-R K Sachan | 2020-01-27 | PR | 8 | PLC SPRDC DIGITAL OUTPUT MODULEROCKWEL | 5620A0160 | M | 240 | 40 | 227R | 101 | NB | 3 NOS | 45000 | 135000 | 2020-04-24 | 920848368 | 10 | 2020-04-17
1002272822 | 227-CRM - Electrical Maintenance | 500354-Bhaskar Bhattacharya | 2020-01-29 | PR | 1 | PLC SPR;VECOW CONTROLLER | 5620A1237 | M | 240 | 40 | CRE1 | 101 | NP | 1 NOS | 1328000 | 1328000 | 2020-04-06 | 970295740 | 10 | 2020-02-06
1002272934 | 227-CRM - Electrical Maintenance | 121461-R K Sachan | 2020-01-29 | PR | 1 | INSLTG MTR;HT TAPE PVC FLAME RESISTANT | 5859A0464 | M | 228 | 40 | CRE1 | 104 | NB | 50 RLL | 800 | 40000 | 2020-02-28 | 920817720 | 10 | 2020-01-30
1002273509 | 227-CRM - Electrical Maintenance | 504850-ANOOP RADHEYSHYAM PANDEY | 2020-01-29 | PR | 1 | CONDUCTIVITY ANALYSER BURKET 8228 | 6127A0061 | M | 256 | 40 | CRE1 | 101 | NP | 1 SET | 350000 | 350000 | 2020-04-28 | 970296565 | 10 | 2020-02-12
1002273510 | 227-CRM - Electrical Maintenance | 504850-ANOOP RADHEYSHYAM PANDEY | 2020-01-29 | PR | 3 | SPECIAL INSTRUMENT;CONDUCTIVITY SENSOR | 6049A0032 | M | 256 | 40 | CRE1 | 101 | NB | 1 EA | 90000 | 90000 | 2020-02-28 | 920817607 | 10 | 2020-01-30
1002273510 | 227-CRM - Electrical Maintenance | 504850-ANOOP RADHEYSHYAM PANDEY | 2020-01-29 | PR | 4 | SPECIAL INSTRUMENT | 6049A0044 | M | 256 | 40 | CRE1 | 101 | NB | 1 EA | 95000 | 95000 | 2020-02-20 | 920817607 | 20 | 2020-01-30
1002273795 | 227-CRM - Electrical Maintenance | 121461-R K Sachan | 2020-01-30 | PR | 1 | WIRING BLOCK IFM PROXIMITY SWITCH | 5956A3404 | M | 256 | 40 | CRE1 | 104 | NP | 2 NOS | 17000 | 34000 | 2020-04-24 | 970314388 | 10 | 2020-06-23
1002273795 | 227-CRM - Electrical Maintenance | 121461-R K Sachan | 2020-01-30 | PR | 2 | WIRING BLOCK IFM PROXIMITY SWITCH | 5956A3405 | M | 256 | 40 | CRE1 | 104 | NP | 2 NOS | 16000 | 32000 | 2020-04-24 | 970314388 | 20 | 2020-06-23
1002273795 | 227-CRM - Electrical Maintenance | 121461-R K Sachan | 2020-01-30 | PR | 3 | T-SPLITTER IFM PROXIMITY SWITCH CO | 5956A3406 | M | 256 | 40 | CRE1 | 104 | NP | 2 NOS | 1500 | 3000 | 2020-04-24 | 970314388 | 30 | 2020-06-23
1002277747 | 227-CRM - Electrical Maintenance | 504850-ANOOP RADHEYSHYAM PANDEY | 2020-02-05 | PR | 1 | BATTERY;SMFUPS12V100AMHBOLT- ON | 5537A0106 | M | 221 | 40 | CRE1 | 101 | NB | 35 NOS | 5957.2 | 208502 | 2020-03-06 | 920828604 | 10 | 2020-02-26
1002277987 | 227-CRM - Electrical Maintenance | 198458-ANUPAM ANAND DUBEY | 2020-02-05 | PR | 1 | POWER SUPPLY;240VAC12VDC2A | 5262A0220 | M | 235 | 40 | CRE1 | 104 | NB | 16 NOS | 250 | 4000 | 2020-02-29 | 920821752 | 10 | 2020-02-10
1002278087 | 227-CRM - Electrical Maintenance | 198458-ANUPAM ANAND DUBEY | 2020-02-05 | PR | 1 | FIELD SNSR;POSITION TRANSDUCERBALLUFF | 5700A0510 | M | 256 | 40 | CRE1 | 101 | NP | 3 NOS | 85000 | 255000 | 2020-04-05 | 970302763 | 10 | 2020-03-24
1002278781 | 227-CRM - Electrical Maintenance | 500354-Bhaskar Bhattacharya | 2020-02-06 | RO | 1 | Art PaperDigitaldoublemorethan50 nos | 0291A6505 | M | 274 | 40 | CRE1 | 133 | NB | 1500 NOS | 2.8 | 4200 | 2020-02-07 | 4405567436 | 10 | 2020-02-06
1002278781 | 227-CRM - Electrical Maintenance | 500354-Bhaskar Bhattacharya | 2020-02-06 | RO | 2 | Register - Leather Binding(20x15) | 0291A6538 | M | 274 | 40 | CR01 | 133 | NB | 15 NOS | 34 | 510 | 2020-02-07 | 4405567436 | 20 | 2020-02-06
1002279331 | 227-CRM - Electrical Maintenance | 504850-ANOOP RADHEYSHYAM PANDEY | 2020-02-07 | PR | 1 | S/GR SPR;POLE 26.3KA1250A WITH PR SW | 5872A2108 | M | 234 | 40 | CRE1 | 101 | NB | 2 NOS | 8000 | 16000 | 2020-03-08 | 920828602 | 10 | 2020-02-26
1002279331 | 227-CRM - Electrical Maintenance | 504850-ANOOP RADHEYSHYAM PANDEY | 2020-02-07 | PR | 2 | S/GR SPR;TRIPPING SOLENOIDHEATEX | 5872A2111 | M | 234 | 40 | CRE1 | 101 | NB | 10 NOS | 8000 | 80000 | 2020-03-08 | 920828602 | 20 | 2020-02-26
1002279331 | 227-CRM - Electrical Maintenance | 504850-ANOOP RADHEYSHYAM PANDEY | 2020-02-07 | PR | 3 | SPRING CHARGING ASSEMBLY HEATEX 3KV SF | 5872A2295 | M | 234 | 40 | CRE1 | 101 | NB | 5 SET | 6000 | 30000 | 2020-03-08 | 920828602 | 30 | 2020-02-26
1002279604 | 227-CRM - Electrical Maintenance | 121461-R K Sachan | 2020-02-07 | RO | 1 | RELAY;NUMERICALMOTOR PROTECTION+/-2% | 5607A0699 | M | 232 | 40 | CRE1 | 101 | NB | 7 NOS | 37000 | 259000 | 2020-04-24 | 4406701802 | 10 | 2020-11-04
1002281558 | 227-CRM - Electrical Maintenance | 500354-Bhaskar Bhattacharya | 2020-02-11 | PR | 1 | BATTERYSMFUPS12V65AMHBOLT-ON50-CN | 5537A0027 | M | 221 | 40 | CRE1 | 101 | NB | 64 NOS | 3800 | 243200 | 2020-04-02 | 920832156 | 10 | 2020-03-06
1002283119 | 227-CRM - Electrical Maintenance | 504850-ANOOP RADHEYSHYAM PANDEY | 2020-02-13 | RO | 1 | 3M White Sticker Board | 1551A0045 | M | 274 | 40 | CRE1 | 133 | NB | 140 FT2 | 349 | 48860 | 2020-03-30 | 4405611588 | 10 | 2020-02-17
1002283773 | 227-CRM - Electrical Maintenance | 153574-Pankaj Kumar | 2020-02-13 | PR | 1 | EL ISLTR;MANUALLY 500 V2 NOS32 A230 | 5505A0078 | M | 234 | 40 | CRE1 | 104 | NB | 2 NOS | 1040 | 2080 | 2020-03-14 | 920825162 | 10 | 2020-02-18
1002285105 | 227-CRM - Electrical Maintenance | 149329-RAVI SHEKHAR | 2020-02-15 | RO | 1 | SUGAR | 1044A0020 | M | 218 | 40 | CRMO | 133 | NB | 12 KG | 41.94 | 503.28 | 2020-02-15 | 4405613374 | 10 | 2020-02-17
1002285105 | 227-CRM - Electrical Maintenance | 149329-RAVI SHEKHAR | 2020-02-15 | RO | 2 | CANTEEN EDIBLES ( milk ) | 1044A0051 | M | 218 | 40 | CRMO | 133 | NB | 15 KG | 449.63 | 6744.45 | 2020-02-15 | 4405613374 | 20 | 2020-02-17
1002285105 | 227-CRM - Electrical Maintenance | 149329-RAVI SHEKHAR | 2020-02-15 | RO | 3 | CANTEEN EDIBLES TATA TEA | 1044A0053 | M | 218 | 40 | CRMO | 133 | NB | 5 KG | 324.25 | 1621.25 | 2020-03-02 | 4405613374 | 30 | 2020-02-17
1002285175 | 227-CRM - Electrical Maintenance | 153574-Pankaj Kumar | 2020-02-15 | RO | 1 | ED USER COM SPR;TRI COLOR CARTRIDGE | 5309A0263 | M | 212 | 40 | CRE1 | 121 | NB | 2 NOS | 732 | 1464 | 2020-04-15 | 4405611577 | 10 | 2020-02-17
1002285175 | 227-CRM - Electrical Maintenance | 153574-Pankaj Kumar | 2020-02-15 | RO | 2 | ED USER COM SPR;BLACK CARTRIDGEPRINTER | 5309A0264 | M | 212 | 40 | CRE1 | 121 | NB | 2 NOS | 606 | 1212 | 2020-04-15 | 4405611577 | 20 | 2020-02-17
1002285178 | 227-CRM - Electrical Maintenance | 153574-Pankaj Kumar | 2020-02-15 | PR | 1 | BOLT ;SLOTTED HEX HEAD5MM40MM8.8 | 5544A2689 | M | 243 | 40 | CRE1 | 104 | NB | 200 NOS | 20 | 4000 | 2020-04-15 | 920824583 | 10 | 2020-02-17
1002285178 | 227-CRM - Electrical Maintenance | 153574-Pankaj Kumar | 2020-02-15 | PR | 2 | BOLT ;SLOTTED HEX HEAD4MM40MM8.8 | 5544A2690 | M | 243 | 40 | CRE1 | 104 | NB | 190 NOS | 20 | 3800 | 2020-04-15 | 920824583 | 20 | 2020-02-17
1002285178 | 227-CRM - Electrical Maintenance | 153574-Pankaj Kumar | 2020-02-15 | PR | 3 | BOLT ;SLOTTED HEX HEAD6MM40MM8.8 | 5544A2691 | M | 243 | 40 | CRE1 | 104 | NB | 200 NOS | 20 | 4000 | 2020-04-15 | 920824583 | 30 | 2020-02-17
1002285413 | 227-CRM - Electrical Maintenance | 149329-RAVI SHEKHAR | 2020-02-17 | RO | 1 | NW SPARES;6 CORE ARMOURED 62.5 MICRON MM | 6186A0186 | M | 212 | 40 | CRE1 | 101 | NB | 300 NOS | 60 | 18000 | 2020-05-29 | 4406010534 | 10 | 2020-05-22
1002287190 | 227-CRM - Electrical Maintenance | 153574-Pankaj Kumar | 2020-02-18 | RO | 1 | UTLTY TOOLS;LADDER | 5819A0008 | M | 295 | 40 | CR01 | 104 | NB | 2 NOS | 2992 | 5984 | 2020-04-17 | 4405617287 | 10 | 2020-02-18
1002289250 | 227-CRM - Electrical Maintenance | 153574-Pankaj Kumar | 2020-02-20 | PR | 1 | FUSE;HRC AC 500 V100 A80 KANO NO S | 5748A0818 | M | 225 | 40 | CRE1 | 101 | NB | 160 NOS | 500 | 80000 | 2020-04-19 | 920826169 | 10 | 2020-02-20
1002289250 | 227-CRM - Electrical Maintenance | 153574-Pankaj Kumar | 2020-02-20 | PR | 2 | FUSE;HBC AC 660 V200 A80 KANO SPECI | 5748A0976 | M | 225 | 40 | CRE1 | 101 | NB | 160 NOS | 500 | 80000 | 2020-04-19 | 920826169 | 20 | 2020-02-20
1002289461 | 227-CRM - Electrical Maintenance | 504850-ANOOP RADHEYSHYAM PANDEY | 2020-02-21 | PR | 1 | CNTRLR;Temperature Controller | 5495A0120 | M | 240 | 40 | CRE1 | 101 | NB | 5 NOS | 38358.73 | 191793.65 | 2020-04-21 | 920839698 | 10 | 2020-03-24
1002290693 | 227-CRM - Electrical Maintenance | 153574-Pankaj Kumar | 2020-02-22 | PR | 1 | SWTCH SLCTR;10A3 SPRING RETURN110VNO | 5641A0107 | M | 234 | 40 | CRE1 | 104 | NP | 12 SET | 7349.54 | 88194.48 | 2020-04-21 | 970314754 | 10 | 2020-06-26
1002291590 | 227-CRM - Electrical Maintenance | 153574-Pankaj Kumar | 2020-02-24 | PR | 1 | CBL SCKTRING35MM2COPPERCRIMPING6.6K | 5794A0049 | M | 222 | 40 | CRE1 | 104 | NB | 200 NOS | 30 | 6000 | 2020-04-24 | 920829045 | 10 | 2020-02-27
1002291590 | 227-CRM - Electrical Maintenance | 153574-Pankaj Kumar | 2020-02-24 | PR | 2 | CBL SKT;RING 16 MM2COPPER CRIMPING 1 | 5794A0425 | M | 222 | 40 | CRE1 | 104 | NB | 200 NOS | 15 | 3000 | 2020-04-24 | 920829045 | 20 | 2020-02-27
1002292285 | 227-CRM - Electrical Maintenance | 121461-R K Sachan | 2020-02-25 | PR | 1 | ELECT SOCKT/PLG;63AMETALLIC19PLUG | 5701A0108 | M | 227 | 40 | CRE1 | 133 | NP | 25 NOS | 12000 | 300000 | 2020-04-24 | 970314758 | 10 | 2020-06-26
1002292322 | 227-CRM - Electrical Maintenance | 121461-R K Sachan | 2020-02-25 | PR | 2 | FIELD SNSR | 5700A0529 | M | 256 | 40 | CRE1 | 101 | NP | 6 NOS | 18500 | 111000 | 2020-04-06 | 970314308 | 10 | 2020-06-23
1002293076 | 227-CRM - Electrical Maintenance | 504850-ANOOP RADHEYSHYAM PANDEY | 2020-02-26 | PR | 2 | PROXIMITY;INDUCTIVE SENSOR14MM10-30V | 5885A0275 | M | 234 | 40 | CRE1 | 101 | NB | 30 NOS | 10000 | 300000 | 2020-04-30 | 920839694 | 10 | 2020-03-24
1002295254 | 227-CRM - Electrical Maintenance | 198458-ANUPAM ANAND DUBEY | 2020-02-29 | PR | 1 | FIELD SNSR;TEMPOSONICMTS SENSORS24VDC | 5700A0564 | M | 256 | 40 | CRE1 | 101 | NB | 1 NOS | 200000 | 200000 | 2020-04-23 | 920834748 | 10 | 2020-03-12
1002295261 | 227-CRM - Electrical Maintenance | 198458-ANUPAM ANAND DUBEY | 2020-02-29 | PR | 1 | MESRG ISNT;ELECTRONICS MOTOR CHECKER E | 5668A0201 | M | 235 | 40 | CR01 | 104 | NB | 3 NOS | 15000 | 45000 | 2020-04-23 | 920834270 | 10 | 2020-03-11
1002296500 | 227-CRM - Electrical Maintenance | 504850-ANOOP RADHEYSHYAM PANDEY | 2020-03-04 | PR | 1 | ELECTROMAGNETIC FLOWMETER AZBIL CORPORA | 6131A0108 | M | 256 | 40 | CRE1 | 101 | NP | 1 NOS | 542419.56 | 542419.56 | 2020-07-02 | 970303525 | 10 | 2020-03-30
1002296914 | 227-CRM - Electrical Maintenance | 198458-ANUPAM ANAND DUBEY | 2020-03-04 | PR | 2 | NW SPARES;HHT CRADLE CHARGER CRD9000-10 | 6186A0253 | M | 212 | 40 | CRE1 | 121 | NB | 6 NOS | 30000 | 180000 | 2020-04-16 | 920832290 | 10 | 2020-03-06
1002296914 | 227-CRM - Electrical Maintenance | 198458-ANUPAM ANAND DUBEY | 2020-03-04 | PR | 3 | NW SPARES;HHT CRADLE ADAPTER HP-A0502R3 | 6186A0255 | M | 212 | 40 | CRE1 | 121 | NB | 6 NOS | 35000 | 210000 | 2020-04-16 | 920832290 | 20 | 2020-03-06
1002296914 | 227-CRM - Electrical Maintenance | 198458-ANUPAM ANAND DUBEY | 2020-03-04 | PR | 4 | NW SPARES;HHT BATTERY 82-111734-01 | 6186A0256 | M | 212 | 40 | CRE1 | 121 | NB | 16 NOS | 10000 | 160000 | 2020-04-16 | 920832290 | 30 | 2020-03-06
1002296914 | 227-CRM - Electrical Maintenance | 198458-ANUPAM ANAND DUBEY | 2020-03-04 | PR | 5 | NW SPARES;NETWORK CONTROLLER ETHIO 2.0 | 6186A0257 | M | 212 | 40 | CRE1 | 121 | NB | 5 NOS | 16000 | 80000 | 2020-04-16 | 920832290 | 40 | 2020-03-06
1002297368 | 227-CRM - Electrical Maintenance | 198458-ANUPAM ANAND DUBEY | 2020-03-04 | PR | 1 | DISPLAY;8 IN90-230 VACDIGITAL 60 WET | 5085A0065 | M | 240 | 40 | CRE1 | 101 | NB | 6 NOS | 40000 | 240000 | 2020-04-03 | 920832162 | 10 | 2020-03-06
1002298391 | 227-CRM - Electrical Maintenance | 504850-ANOOP RADHEYSHYAM PANDEY | 2020-03-06 | PR | 1 | HOTR;ELECTRONIC 100 DB AT 1 METER 24 | 5048A0033 | M | 233 | 40 | CRE1 | 104 | NB | 2 NOS | 2798.4 | 5596.8 | 2020-04-05 | 920834612 | 10 | 2020-03-12
1002298391 | 227-CRM - Electrical Maintenance | 504850-ANOOP RADHEYSHYAM PANDEY | 2020-03-06 | PR | 2 | POW SPLY;110/230 VAC24 VDC10 AIFM D | 5262A0325 | M | 235 | 40 | CRE1 | 104 | NB | 1 NOS | 4134 | 4134 | 2020-04-05 | 920834613 | 10 | 2020-03-12
1002298391 | 227-CRM - Electrical Maintenance | 504850-ANOOP RADHEYSHYAM PANDEY | 2020-03-06 | PR | 3 | IND LAMP;REDGREENAMBER 24 VDCTOWER | 5868A0241 | M | 229 | 40 | CRE1 | 104 | NB | 1 NOS | 2100 | 2100 | 2020-04-05 | 920834614 | 10 | 2020-03-12
1002299800 | 227-CRM - Electrical Maintenance | 149487-ABHAY KUMAR MANDAL | 2020-03-08 | RO | 1 | SUGAR | 1044A0020 | M | 218 | 40 | CRMO | 133 | NB | 12 KG | 41.94 | 503.28 | 2020-03-08 | 4405736896 | 10 | 2020-03-17
1002299800 | 227-CRM - Electrical Maintenance | 149487-ABHAY KUMAR MANDAL | 2020-03-08 | RO | 2 | CANTEEN EDIBLES ( milk ) | 1044A0051 | M | 218 | 40 | CRMO | 133 | NB | 16 KG | 449.63 | 7194.08 | 2020-03-08 | 4405736896 | 20 | 2020-03-17
1002299800 | 227-CRM - Electrical Maintenance | 149487-ABHAY KUMAR MANDAL | 2020-03-08 | RO | 3 | CANTEEN EDIBLES TATA TEA | 1044A0053 | M | 218 | 40 | CRMO | 133 | NB | 7 KG | 324.25 | 2269.75 | 2020-03-24 | 4405736896 | 30 | 2020-03-17
1002300167 | 227-CRM - Electrical Maintenance | 123226-Mr Swapan Bera | 2020-03-09 | RO | 2 | PR TRNTR;4 TO 20 MA DC WITH DIGITAL COM | 5496A0415 | M | 256 | 40 | CRE1 | 101 | NB | 1 NOS | 19931 | 19931 | 2020-04-08 | 4405710288 | 10 | 2020-03-11
1002300167 | 227-CRM - Electrical Maintenance | 123226-Mr Swapan Bera | 2020-03-09 | RO | 3 | TEMP TRNTR;2 WIRE TEMPERATURE TRANSMITTE | 5593A0099 | M | 256 | 40 | CRE1 | 101 | NB | 1 NOS | 11850 | 11850 | 2020-04-08 | 4405710289 | 10 | 2020-03-11
1002300544 | 227-CRM - Electrical Maintenance | 149329-RAVI SHEKHAR | 2020-03-09 | RO | 1 | SPL VALVE;H2PSA BALL VALVE-50MMVIRGO | 5791A0836 | M | 298 | 40 | CR01 | 100 | NB | 2 NOS | 14877 | 29754 | 2020-07-15 | 4405768846 | 10 | 2020-03-24
1002302148 | 227-CRM - Electrical Maintenance | 504850-ANOOP RADHEYSHYAM PANDEY | 2020-03-12 | RO | 1 | REDUNDANCY CONTROL MOD HONEYWELL 51309 | 5584A0221 | M | 240 | 40 | CRE1 | 101 | NB | 1 NOS | 314261.9 | 314261.9 | 2020-04-15 | 4405783870 | 10 | 2020-03-28
1002302168 | 227-CRM - Electrical Maintenance | 504850-ANOOP RADHEYSHYAM PANDEY | 2020-03-12 | PR | 1 | WHEEL DRIVE UP-GRADATION RG4 DRIVE SYST | 5968A0112 | M | 240 | 40 | CRE1 | 101 | NB | 1 NOS | 2800000 | 2800000 | 2020-08-20 | 920845491 | 10 | 2020-04-09
1002302410 | 227-CRM - Electrical Maintenance | 198458-ANUPAM ANAND DUBEY | 2020-03-12 | RO | 1 | VC SPR;SLIDE CHANGER CUM POINTERNOS | 5950A0007 | M | 212 | 40 | CR01 | 121 | NB | 8 NOS | 1725 | 13800 | 2020-04-11 | 4405718084 | 10 | 2020-03-13
1002303284 | 227-CRM - Electrical Maintenance | 149329-RAVI SHEKHAR | 2020-03-13 | RO | 1 | SUGAR | 1044A0020 | M | 218 | 40 | CRMO | 133 | NB | 10 KG | 41.94 | 419.4 | 2020-03-16 | 4405736465 | 10 | 2020-03-17
1002303284 | 227-CRM - Electrical Maintenance | 149329-RAVI SHEKHAR | 2020-03-13 | RO | 2 | CANTEEN EDIBLES ( milk ) | 1044A0051 | M | 218 | 40 | CRMO | 133 | NB | 16 KG | 449.63 | 7194.08 | 2020-03-16 | 4405736465 | 20 | 2020-03-17
1002303284 | 227-CRM - Electrical Maintenance | 149329-RAVI SHEKHAR | 2020-03-13 | RO | 3 | CANTEEN EDIBLES TATA TEA | 1044A0053 | M | 218 | 40 | CRMO | 133 | NB | 5 KG | 449.63 | 2248.15 | 2020-03-16 | 4405736465 | 30 | 2020-03-17
1002303358 | 227-CRM - Electrical Maintenance | 500354-Bhaskar Bhattacharya | 2020-03-13 | RO | 1 | RELAY;NUMERICALMOTOR PROTECTION+/-2% | 5607A0699 | M | 232 | 40 | CRE1 | 101 | NB | 5 NOS | 37000 | 185000 | 2020-07-06 | 4406151772 | 10 | 2020-06-25
1002304313 | 227-CRM - Electrical Maintenance | 149329-RAVI SHEKHAR | 2020-03-16 | PR | 1 | SPL LGHT;EMERGENCYYESPORTABLE220VAC | 5684A0072 | M | 229 | 40 | CRE1 | 104 | NB | 4 NOS | 5335.69 | 21342.76 | 2020-04-01 | 920837145 | 10 | 2020-03-18
1002304394 | 227-CRM - Electrical Maintenance | 121461-R K Sachan | 2020-03-16 | PR | 1 | ELECT CNNTR;FEMALEPROXIMITY CONNECTOR | 5615A0043 | M | 239 | 40 | CRE1 | 104 | NB | 40 NOS | 900 | 36000 | 2020-04-08 | 920837132 | 10 | 2020-03-18
1002304416 | 227-CRM - Electrical Maintenance | 121461-R K Sachan | 2020-03-16 | PR | 1 | CAPTR;POLYPROPYLENE 36 uF415 V450 | 5553A0355 | M | 239 | 40 | CRE1 | 104 | NB | 8 NOS | 500 | 4000 | 2020-04-15 | 920837136 | 10 | 2020-03-18
1002304648 | 227-CRM - Electrical Maintenance | 121461-R K Sachan | 2020-03-16 | PR | 1 | SPL INST;ULTRASONIC LEVEL CONTROLLER 1 | 6049A0079 | M | 256 | 40 | CRE1 | 104 | NB | 3 NOS | 20000 | 60000 | 2020-04-15 | 920873690 | 10 | 2020-06-22
1002304724 | 227-CRM - Electrical Maintenance | 198458-ANUPAM ANAND DUBEY | 2020-03-16 | PR | 1 | BARCOD REDR;BARCODE SCANNER SYMBOL QR | 5451A0024 | M | 212 | 40 | CRE1 | 121 | NB | 2 NOS | 380000 | 760000 | 2020-04-15 | 920870814 | 10 | 2020-06-15
1002304738 | 227-CRM - Electrical Maintenance | 198458-ANUPAM ANAND DUBEY | 2020-03-16 | PR | 1 | CRBN BRSH;EG14SIGNODE | 5867A0203 | M | 230 | 40 | CRE1 | 101 | NP | 8 NOS | 20000 | 160000 | 2020-04-15 | 970305648 | 10 | 2020-04-16
1002304738 | 227-CRM - Electrical Maintenance | 198458-ANUPAM ANAND DUBEY | 2020-03-16 | PR | 2 | CRBN BRSH;EG14SIGNODE | 5867A0204 | M | 230 | 40 | CRE1 | 101 | NP | 8 NOS | 20000 | 160000 | 2020-04-15 | 970305648 | 20 | 2020-04-16
1002304773 | 227-CRM - Electrical Maintenance | 121461-R K Sachan | 2020-03-16 | PR | 1 | SPL INST;SENSOR REFLECTIVE TAPE SIZE- | 6049A0101 | M | 256 | 40 | CRE1 | 104 | NB | 2 RLL | 32000 | 64000 | 2020-04-15 | 920873693 | 10 | 2020-06-22
1002304786 | 227-CRM - Electrical Maintenance | 121461-R K Sachan | 2020-03-16 | PR | 1 | COOLING FAN ZIEHL-ABEGG SIMOVERT MASTE | 5542A2155 | M | 240 | 40 | CRE1 | 101 | NP | 1 NOS | 200000 | 200000 | 2020-04-15 | 970305649 | 10 | 2020-04-16
1002304795 | 227-CRM - Electrical Maintenance | 121461-R K Sachan | 2020-03-16 | PR | 1 | PROXIMITYINDUCTIVE SWITCH15MM10-30VI | 5885A0035 | M | 234 | 40 | CRE1 | 104 | NB | 35 NOS | 2152.7 | 75344.5 | 2020-04-15 | 920873696 | 10 | 2020-06-22
1002305062 | 227-CRM - Electrical Maintenance | 153574-Pankaj Kumar | 2020-03-17 | PR | 1 | PWR DSTBN PNL;HV SHROUD FARA HVA2400 | 6028A0269 | M | 231 | 40 | CRE1 | 101 | NP | 2 NOS | 98000 | 196000 | 2020-04-16 | 970301855 | 10 | 2020-03-18
1002305572 | 227-CRM - Electrical Maintenance | 153574-Pankaj Kumar | 2020-03-17 | PR | 1 | SANITIZER DISPENSERCODE: 272012PURELL | 5899A0010 | M | 294 | 40 | CRE1 | 104 | NB | 5 NOS | 8107 | 40535 | 2020-04-16 | 920837187 | 10 | 2020-03-18
1002305572 | 227-CRM - Electrical Maintenance | 153574-Pankaj Kumar | 2020-03-17 | PR | 2 | SANITIZER REFILLPRODUCT CODE: 572004 | 5899A0011 | M | 294 | 40 | CRE1 | 104 | NB | 28 NOS | 2107 | 58996 | 2020-04-16 | 920837187 | 20 | 2020-03-18
1002305769 | 227-CRM - Electrical Maintenance | 500354-Bhaskar Bhattacharya | 2020-03-17 | RO | 1 | BAF - ZERO PHASE CURRENT TRANSFORMER | 0479A0268 | M | 236 | 40 | CRE1 | 101 | NB | 19 NOS | 3176 | 60344 | 2020-04-06 | 4406067857 | 10 | 2020-06-05
1002305769 | 227-CRM - Electrical Maintenance | 500354-Bhaskar Bhattacharya | 2020-03-17 | RO | 2 | RELAYNO MODIFIERMOTOR PROTECTION+/-10 | 5607A0033 | M | 232 | 40 | CRE1 | 101 | NB | 7 NOS | 8900 | 62300 | 2020-04-06 | 4406067858 | 10 | 2020-06-05
1002306038 | 227-CRM - Electrical Maintenance | 504850-ANOOP RADHEYSHYAM PANDEY | 2020-03-18 | PR | 1 | LMT SW;ROTARY GEAR CAM CONTINUOUS CONT | 5613A0321 | M | 234 | 40 | CRE1 | 101 | NB | 1 NOS | 29000 | 29000 | 2020-04-17 | 920837606 | 10 | 2020-03-19
1002306038 | 227-CRM - Electrical Maintenance | 504850-ANOOP RADHEYSHYAM PANDEY | 2020-03-18 | PR | 2 | SW GR&CB SPRSUPPLIMENTARY SHUNT RELEASE | 5872A0501 | M | 234 | 40 | CRE1 | 101 | NB | 1 NOS | 53000 | 53000 | 2020-04-17 | 920837606 | 20 | 2020-03-19
1002306038 | 227-CRM - Electrical Maintenance | 504850-ANOOP RADHEYSHYAM PANDEY | 2020-03-18 | PR | 3 | SW GR&CB SPRDC CLOSE-TRIP COILSIEMENS | 5872A0502 | M | 234 | 40 | CRE1 | 101 | NB | 1 SET | 21000 | 21000 | 2020-04-17 | 920837606 | 30 | 2020-03-19
1002306038 | 227-CRM - Electrical Maintenance | 504850-ANOOP RADHEYSHYAM PANDEY | 2020-03-18 | PR | 4 | CONSUMABLES KIT FOR CB DRIVE SIEMENS | 5872A2390 | M | 234 | 40 | CRE1 | 101 | NB | 1 NOS | 46000 | 46000 | 2020-04-17 | 920837606 | 40 | 2020-03-19
1002306038 | 227-CRM - Electrical Maintenance | 504850-ANOOP RADHEYSHYAM PANDEY | 2020-03-18 | PR | 5 | INTERLOCKING SOLENOID SIEMENS 33KV GIS | 5872A2480 | M | 234 | 40 | CRE1 | 101 | NB | 1 NOS | 7400 | 7400 | 2020-04-17 | 920837606 | 50 | 2020-03-19
1002306038 | 227-CRM - Electrical Maintenance | 504850-ANOOP RADHEYSHYAM PANDEY | 2020-03-18 | PR | 6 | MAINTENANCE PACKAGE 8DA SIEMENS 33KV G | 5872A2484 | M | 234 | 40 | CRE1 | 101 | NB | 1 NOS | 17000 | 17000 | 2020-04-17 | 920837606 | 60 | 2020-03-19
1002306038 | 227-CRM - Electrical Maintenance | 504850-ANOOP RADHEYSHYAM PANDEY | 2020-03-18 | PR | 7 | CONTACT MANOMETER SIEMENS 029-3850.3 | 6124A0234 | M | 256 | 40 | CRE1 | 101 | NB | 1 NOS | 42000 | 42000 | 2020-04-17 | 920837605 | 10 | 2020-03-19
1002306038 | 227-CRM - Electrical Maintenance | 504850-ANOOP RADHEYSHYAM PANDEY | 2020-03-18 | PR | 8 | LRM-MODULE MANOMETER SIEMENS 029-0903. | 6124A0235 | M | 256 | 40 | CRE1 | 101 | NB | 1 NOS | 15000 | 15000 | 2020-04-17 | 920837605 | 20 | 2020-03-19
1002306038 | 227-CRM - Electrical Maintenance | 504850-ANOOP RADHEYSHYAM PANDEY | 2020-03-18 | PR | 9 | CONTACT MANOMETER SIEMENS 029-3851.3 | 6124A0236 | M | 256 | 40 | CRE1 | 101 | NB | 1 NOS | 44000 | 44000 | 2020-04-17 | 920837605 | 30 | 2020-03-19
1002306038 | 227-CRM - Electrical Maintenance | 504850-ANOOP RADHEYSHYAM PANDEY | 2020-03-18 | PR | 10 | CONTACT MANOMETER SIEMENS 029-3852.3 | 6124A0237 | M | 256 | 40 | CRE1 | 101 | NB | 1 NOS | 36000 | 36000 | 2020-04-17 | 920837605 | 40 | 2020-03-19
1002306038 | 227-CRM - Electrical Maintenance | 504850-ANOOP RADHEYSHYAM PANDEY | 2020-03-18 | PR | 11 | MAINTENANCE PACKAGE 8DA SIEMENS 33KV G | 5872A2485 | M | 234 | 40 | CRE1 | 101 | NB | 1 NOS | 95000 | 95000 | 2020-04-17 | 920837606 | 70 | 2020-03-19
1002306038 | 227-CRM - Electrical Maintenance | 504850-ANOOP RADHEYSHYAM PANDEY | 2020-03-18 | PR | 12 | MAINTENANCE PACKAGE 8DA SIEMENS 33KV G | 5872A2486 | M | 234 | 40 | CRE1 | 101 | NB | 1 NOS | 80000 | 80000 | 2020-04-17 | 920837606 | 80 | 2020-03-19
1002306038 | 227-CRM - Electrical Maintenance | 504850-ANOOP RADHEYSHYAM PANDEY | 2020-03-18 | PR | 13 | MAINTENANCE PACKAGE 8DA SIEMENS 33KV G | 5872A2487 | M | 234 | 40 | CRE1 | 101 | NB | 1 NOS | 13000 | 13000 | 2020-04-17 | 920837606 | 90 | 2020-03-19
1002306321 | 227-CRM - Electrical Maintenance | 500354-Bhaskar Bhattacharya | 2020-03-18 | PR | 1 | IBA PDA V6 TO PDA V7 UPGRADE IBA 91.10 | 5620A3320 | M | 240 | 40 | CRE1 | 101 | NP | 6 NOS | 85000 | 510000 | 2020-05-18 | 970312567 | 10 | 2020-06-10
1002307917 | 227-CRM - Electrical Maintenance | 149329-RAVI SHEKHAR | 2020-03-19 | PR | 1 | PRESSURE TRANSMITTER ABB 264HRMRRA1B1L | 6124A0348 | M | 256 | 40 | CRE1 | 101 | NP | 2 NOS | 85000 | 170000 | 2020-06-22 | 970311926 | 10 | 2020-06-05
1002308005 | 227-CRM - Electrical Maintenance | 149329-RAVI SHEKHAR | 2020-03-19 | PR | 1 | RELAY;ELECTROMAGNETIC INSULATION FAULT | 5607A1285 | M | 232 | 40 | CRE1 | 101 | NP | 1 NOS | 115000 | 115000 | 2020-06-30 | 970315106 | 10 | 2020-06-29
1002308005 | 227-CRM - Electrical Maintenance | 149329-RAVI SHEKHAR | 2020-03-19 | PR | 2 | RELAY;ELECTROMAGNETIC INSULATION FAULT | 5607A1287 | M | 232 | 40 | CRE1 | 101 | NP | 1 NOS | 356500 | 356500 | 2020-06-30 | 970315106 | 20 | 2020-06-29
1002308264 | 227-CRM - Electrical Maintenance | 121461-R K Sachan | 2020-03-20 | RO | 1 | SUGAR | 1044A0020 | M | 218 | 40 | CRMO | 133 | NB | 15 KG | 41.94 | 629.1 | 2020-04-01 | 4405750947 | 10 | 2020-03-20
1002308264 | 227-CRM - Electrical Maintenance | 121461-R K Sachan | 2020-03-20 | RO | 2 | CANTEEN EDIBLES ( milk ) | 1044A0051 | M | 218 | 40 | CRMO | 133 | NB | 20 KG | 449.63 | 8992.6 | 2020-04-01 | 4405750947 | 20 | 2020-03-20
1002308264 | 227-CRM - Electrical Maintenance | 121461-R K Sachan | 2020-03-20 | RO | 3 | CANTEEN EDIBLES TATA TEA | 1044A0053 | M | 218 | 40 | CRMO | 133 | NB | 5 KG | 324.25 | 1621.25 | 2020-04-01 | 4405750947 | 30 | 2020-03-20
1002308281 | 227-CRM - Electrical Maintenance | 198458-ANUPAM ANAND DUBEY | 2020-03-20 | RO | 1 | SUGAR | 1044A0020 | M | 218 | 40 | CRMO | 133 | NB | 15 KG | 41.94 | 629.1 | 2020-04-01 | 4405762957 | 10 | 2020-03-23
1002308281 | 227-CRM - Electrical Maintenance | 198458-ANUPAM ANAND DUBEY | 2020-03-20 | RO | 2 | CANTEEN EDIBLES ( milk ) | 1044A0051 | M | 218 | 40 | CRMO | 133 | NB | 18 KG | 449.63 | 8093.34 | 2020-04-01 | 4405762957 | 20 | 2020-03-23
1002308281 | 227-CRM - Electrical Maintenance | 198458-ANUPAM ANAND DUBEY | 2020-03-20 | RO | 3 | CANTEEN EDIBLES TATA TEA | 1044A0053 | M | 218 | 40 | CRMO | 133 | NB | 5 KG | 324.25 | 1621.25 | 2020-04-01 | 4405762957 | 30 | 2020-03-23
1002308614 | 227-CRM - Electrical Maintenance | 121461-R K Sachan | 2020-03-20 | RO | 1 | Art Paper4ColorDigitaldblemorethan50 | 0291A6530 | M | 274 | 40 | CRMO | 133 | NB | 82 NOS | 13 | 1066 | 2020-03-20 | 4405750274 | 10 | 2020-03-20
1002308614 | 227-CRM - Electrical Maintenance | 121461-R K Sachan | 2020-03-20 | RO | 2 | Plastic Lamination with Frame | 0291A6550 | M | 274 | 40 | CRE1 | 133 | NB | 82 NOS | 29 | 2378 | 2020-03-20 | 4405750274 | 20 | 2020-03-20
1002309460 | 227-CRM - Electrical Maintenance | 153574-Pankaj Kumar | 2020-03-21 | RO | 1 | LV HAND GLOVES;10 | 5775A0004 | M | 290 | 40 | CRE1 | 100 | NB | 15 PAA | 720 | 10800 | 2020-05-23 | 4405762587 | 10 | 2020-03-23
1002309460 | 227-CRM - Electrical Maintenance | 153574-Pankaj Kumar | 2020-03-21 | RO | 2 | LV HAND GLOVES;9 | 5775A0005 | M | 290 | 40 | CRE1 | 100 | NB | 15 PAA | 720 | 10800 | 2020-05-23 | 4405762587 | 20 | 2020-03-23
1002309460 | 227-CRM - Electrical Maintenance | 153574-Pankaj Kumar | 2020-03-21 | RO | 3 | LV HAND GLOVES;8 | 5775A0003 | M | 290 | 40 | CRE1 | 100 | NB | 15 PAA | 720 | 10800 | 2020-05-23 | 4405762587 | 30 | 2020-03-23
1002309876 | 227-CRM - Electrical Maintenance | 121461-R K Sachan | 2020-03-23 | RO | 1 | ALCOHOL RUBIN STERILE HAND DIS 500 MLN | 5751A0049 | M | 294 | 40 | CRE1 | 133 | NB | 100 NOS | 270 | 27000 | 2020-04-22 | 4405768717 | 10 | 2020-03-26
1002310031 | 227-CRM - Electrical Maintenance | 149329-RAVI SHEKHAR | 2020-03-23 | RO | 2 | SW GR&CB SPRCONTACT KITTELEMECANIQUEC | 5872A1623 | M | 234 | 40 | CRE1 | 101 | NB | 3 NOS | 27639.5 | 82918.5 | 2020-04-22 | 4405858442 | 10 | 2020-04-15
1002310031 | 227-CRM - Electrical Maintenance | 149329-RAVI SHEKHAR | 2020-03-23 | RO | 3 | SW GR&CB SPRCONTACT KITTELEMECANIQUEC | 5872A1622 | M | 234 | 40 | CRE1 | 101 | NB | 5 NOS | 17720.55 | 88602.75 | 2020-04-22 | 4405858442 | 20 | 2020-04-15
1002310073 | 227-CRM - Electrical Maintenance | 149329-RAVI SHEKHAR | 2020-03-23 | PR | 1 | SPL HOSE;NON METALLIC FFIT002256 INDUC | 5803A1204 | M | 254 | 40 | CRE1 | 104 | NP | 300 NOS | 60.18 | 18054 | 2020-04-22 | 970303932 | 10 | 2020-04-02
1002310140 | 227-CRM - Electrical Maintenance | 149329-RAVI SHEKHAR | 2020-03-23 | PR | 1 | ZIRCONIA OXYGEN SENSOR YOKOGAWA FURN | 5956A3219 | M | 256 | 40 | CRE1 | 101 | NP | 3 NOS | 100000 | 300000 | 2020-07-02 | 970304491 | 10 | 2020-04-07
1002311783 | 227-CRM - Electrical Maintenance | 149329-RAVI SHEKHAR | 2020-03-27 | PR | 1 | ENCODER;INCREMENTAL ROTARY ENCODER | 5508A0108 | M | 240 | 40 | CRE1 | 101 | NP | 5 NOS | 43000 | 215000 | 2020-05-28 | 970307721 | 10 | 2020-05-04
1002312108 | 227-CRM - Electrical Maintenance | 504850-ANOOP RADHEYSHYAM PANDEY | 2020-03-27 | RO | 1 | ALCOHOL RUBIN STERILE HAND DIS 500 MLN | 5751A0049 | M | 294 | 40 | CR01 | 133 | NB | 50 NOS | 270 | 13500 | 2020-04-05 | 4405780792 | 10 | 2020-03-27
1002312115 | 227-CRM - Electrical Maintenance | 504850-ANOOP RADHEYSHYAM PANDEY | 2020-03-27 | RO | 1 | SUGAR | 1044A0020 | M | 218 | 40 | CRMO | 133 | NB | 30 KG | 41.94 | 1258.2 | 2020-04-01 | 4405783589 | 10 | 2020-03-28
1002312115 | 227-CRM - Electrical Maintenance | 504850-ANOOP RADHEYSHYAM PANDEY | 2020-03-27 | RO | 2 | CANTEEN EDIBLES ( milk ) | 1044A0051 | M | 218 | 40 | CRMO | 133 | NB | 30 KG | 449.63 | 13488.9 | 2020-04-01 | 4405783589 | 20 | 2020-03-28
1002312115 | 227-CRM - Electrical Maintenance | 504850-ANOOP RADHEYSHYAM PANDEY | 2020-03-27 | RO | 3 | CANTEEN EDIBLES TATA TEA | 1044A0053 | M | 218 | 40 | CRMO | 133 | NB | 10 KG | 324.25 | 3242.5 | 2020-04-01 | 4405783589 | 30 | 2020-03-28
1002312290 | 227-CRM - Electrical Maintenance | 121461-R K Sachan | 2020-03-28 | PR | 1 | DRV MODL;55 KWABB ACS880 600 VACS880 | 6098A0176 | M | 240 | 40 | CRE1 | 101 | NP | 1 NOS | 300000 | 300000 | 2020-05-27 | 970306462 | 10 | 2020-04-23
1002312290 | 227-CRM - Electrical Maintenance | 121461-R K Sachan | 2020-03-28 | PR | 2 | DRV MODL;5.5 KWABB ACS880 415 VA | 6098A0252 | M | 240 | 40 | CRE1 | 101 | NP | 1 NOS | 100000 | 100000 | 2020-04-27 | 970306462 | 20 | 2020-04-23
1002312290 | 227-CRM - Electrical Maintenance | 121461-R K Sachan | 2020-03-28 | PR | 3 | DRV MODL;160 KWABB ACS880 380-415 VA | 6098A0386 | M | 240 | 40 | CRE1 | 101 | NP | 1 NOS | 800000 | 800000 | 2020-04-27 | 970306462 | 30 | 2020-04-23
1002312290 | 227-CRM - Electrical Maintenance | 121461-R K Sachan | 2020-03-28 | PR | 4 | DRV MODL;37 KWABB ACS880 380-415 VAC | 6098A0387 | M | 240 | 40 | CRE1 | 101 | NP | 1 NOS | 250000 | 250000 | 2020-04-27 | 970306462 | 40 | 2020-04-23
1002312290 | 227-CRM - Electrical Maintenance | 121461-R K Sachan | 2020-03-28 | PR | 5 | DRV MODL;132 KWABB ACS880 380-415 VA | 6098A0389 | M | 240 | 40 | CRE1 | 101 | NP | 1 NOS | 700000 | 700000 | 2020-04-27 | 970306462 | 50 | 2020-04-23
1002312290 | 227-CRM - Electrical Maintenance | 121461-R K Sachan | 2020-03-28 | PR | 6 | DRV MODL;94 AABB ACS880 415 VACS880- | 6098A0067 | M | 240 | 40 | CRE1 | 101 | NP | 1 NOS | 650000 | 650000 | 2020-04-29 | 970306462 | 60 | 2020-04-23
1002312290 | 227-CRM - Electrical Maintenance | 121461-R K Sachan | 2020-03-28 | PR | 7 | DRV MODL;4 KWABB ACS880 380-415 VACS | 6098A0399 | M | 240 | 40 | CRE1 | 101 | NP | 1 NOS | 90000 | 90000 | 2020-04-29 | 970306462 | 70 | 2020-04-23
1002313859 | 227-CRM - Electrical Maintenance | 121461-R K Sachan | 2020-04-02 | PR | 1 | LMT SW;ROLLER LEVER HEAVY DUTY NOSCO | 5613A0406 | M | 234 | 40 | CRE1 | 104 | NB | 8 NOS | 2000 | 16000 | 2020-05-02 | 920848434 | 10 | 2020-04-17
1002314078 | 227-CRM - Electrical Maintenance | 504850-ANOOP RADHEYSHYAM PANDEY | 2020-04-02 | PR | 1 | INST SPR;CPC POSITION TRANSMITTER | 5956A0622 | M | 256 | 40 | CRE1 | 107 | NP | 1 NOS | 120000 | 120000 | 2020-06-30 | 970320184 | 10 | 2020-08-03
1002314078 | 227-CRM - Electrical Maintenance | 504850-ANOOP RADHEYSHYAM PANDEY | 2020-04-02 | PR | 2 | INST SPR;CPC POSITION TRANSMITTER | 5956A0623 | M | 256 | 40 | CRE1 | 107 | NP | 1 NOS | 120000 | 120000 | 2020-06-30 | 970320184 | 20 | 2020-08-03
1002314147 | 227-CRM - Electrical Maintenance | 121461-R K Sachan | 2020-04-03 | RO | 2 | CAT 6 Cable - 300 Mtr Roll | 1304A0498 | M | 212 | 40 | CRE1 | 121 | NB | 2 NOS | 4558 | 9116 | 2020-04-30 | 4405881577 | 10 | 2020-04-21
1002314984 | 227-CRM - Electrical Maintenance | 121461-R K Sachan | 2020-04-06 | PR | 1 | MESRG ISNT;ANALYSER ENCODER SIMULATOR & | 5668A0278 | M | 235 | 40 | CRE1 | 101 | NP | 1 NOS | 350000 | 350000 | 2020-05-06 | 970336507 | 10 | 2020-11-23
1002318405 | 227-CRM - Electrical Maintenance | 504850-ANOOP RADHEYSHYAM PANDEY | 2020-04-17 | PR | 1 | PRESSDUCTOR ABB AUTOMATION GMBH 3BSX80 | 5512A0220 | M | 308 | 40 | CRE1 | 107 | NP | 1 NOS | 2141246.04 | 2141246.04 | 2020-10-30 | 970312260 | 10 | 2020-06-08
1002318415 | 227-CRM - Electrical Maintenance | 504850-ANOOP RADHEYSHYAM PANDEY | 2020-04-17 | RO | 2 | LT CBL;251.5MM2ANNEALED TINNED COPPER | 5717A0535 | M | 222 | 40 | CRE1 | 101 | NB | 1000 M | 562 | 562000 | 2020-05-17 | 4406025137 | 10 | 2020-05-26
1002318503 | 227-CRM - Electrical Maintenance | 121461-R K Sachan | 2020-04-17 | RO | 1 | ALCOHOL RUBIN STERILE HAND DIS 500 MLN | 5751A0049 | M | 294 | 40 | CRE1 | 133 | NB | 100 NOS | 212 | 21200 | 2020-04-24 | 4405865703 | 10 | 2020-06-23
1002318713 | 227-CRM - Electrical Maintenance | 121461-R K Sachan | 2020-04-18 | RO | 1 | SUGAR | 1044A0020 | M | 218 | 40 | CRMO | 133 | NB | 15 KG | 42 | 630 | 2020-04-30 | 4405881587 | 10 | 2020-04-21
1002318713 | 227-CRM - Electrical Maintenance | 121461-R K Sachan | 2020-04-18 | RO | 2 | CANTEEN EDIBLES ( milk ) | 1044A0051 | M | 218 | 40 | CRMO | 133 | NB | 20 KG | 449.63 | 8992.6 | 2020-04-30 | 4405881587 | 20 | 2020-04-21
1002318713 | 227-CRM - Electrical Maintenance | 121461-R K Sachan | 2020-04-18 | RO | 3 | CANTEEN EDIBLES TATA TEA | 1044A0053 | M | 218 | 40 | CRMO | 133 | NB | 5 KG | 350.55 | 1752.75 | 2020-04-30 | 4405881587 | 30 | 2020-04-21
1002318761 | 227-CRM - Electrical Maintenance | 504850-ANOOP RADHEYSHYAM PANDEY | 2020-04-18 | PR | 1 | FIELD SNSR;PROXIMITYIFM ELECTRONIC | 5700A0450 | M | 256 | 40 | CRE1 | 101 | NB | 15 NOS | 37747.47 | 566212.05 | 2020-06-13 | 920862998 | 10 | 2020-05-26
1002318761 | 227-CRM - Electrical Maintenance | 504850-ANOOP RADHEYSHYAM PANDEY | 2020-04-18 | PR | 2 | FIELD SNSR;PROXIMITYIFM ELECTRONIC | 5700A0451 | M | 256 | 40 | CRE1 | 101 | NB | 10 NOS | 8084.63 | 80846.3 | 2020-06-17 | 920862998 | 20 | 2020-05-26
1002318761 | 227-CRM - Electrical Maintenance | 504850-ANOOP RADHEYSHYAM PANDEY | 2020-04-18 | PR | 3 | FLD SNSR;INDUCTIVE SENSOR PROXITRON 20 | 5700A0868 | M | 256 | 40 | CRE1 | 101 | NB | 15 NOS | 17304 | 259560 | 2020-06-17 | 920862998 | 30 | 2020-05-26
1002318761 | 227-CRM - Electrical Maintenance | 504850-ANOOP RADHEYSHYAM PANDEY | 2020-04-18 | PR | 7 | FLD SNSR;PROXIMITY SWITCH OMRON 12-24 | 5700A0912 | M | 256 | 40 | CRE1 | 101 | NB | 3 NOS | 3240 | 9720 | 2020-06-17 | 920862998 | 40 | 2020-05-26
1002318761 | 227-CRM - Electrical Maintenance | 504850-ANOOP RADHEYSHYAM PANDEY | 2020-04-18 | PR | 8 | FLD SNSR;ANALOGUE PROXIMITY SENSOR CONT | 5700A0915 | M | 256 | 40 | CRE1 | 101 | NB | 5 NOS | 14661.39 | 73306.95 | 2020-05-18 | 920862998 | 50 | 2020-05-26
1002318761 | 227-CRM - Electrical Maintenance | 504850-ANOOP RADHEYSHYAM PANDEY | 2020-04-18 | PR | 9 | PROXMTY;INDUCTIVE 2.5 MM10-30 VIP67 | 5885A0417 | M | 234 | 40 | CRE1 | 104 | NB | 5 NOS | 5231.45 | 26157.25 | 2020-06-17 | 920862997 | 10 | 2020-05-26
1002318912 | 227-CRM - Electrical Maintenance | 504850-ANOOP RADHEYSHYAM PANDEY | 2020-04-18 | PR | 1 | BEWA CHAIN 6MM DIA NOSPAGODA ENGINEERI | 5531A0737 | M | 241 | 40 | CR01 | 101 | NP | 26 NOS | 4500 | 117000 | 2020-05-18 | 970310657 | 10 | 2020-05-27
1002319631 | 227-CRM - Electrical Maintenance | 149329-RAVI SHEKHAR | 2020-04-21 | PR | 1 | SPL HOSE;NON METALLIC HFIT002275 INDUC | 5803A1203 | M | 254 | 40 | CRE1 | 104 | NP | 200 NOS | 80 | 16000 | 2020-06-20 | 970307298 | 10 | 2020-04-30
1002319907 | 227-CRM - Electrical Maintenance | 504850-ANOOP RADHEYSHYAM PANDEY | 2020-04-21 | RO | 1 | RESPIRATORS;MEDICAL-3 PLY COTTON MASK | 5841A0018 | M | 290 | 40 | CRE1 | 100 | NB | 125 NOS | 23 | 2875 | 2020-05-07 | 4405883184 | 10 | 2020-04-21
1002321215 | 227-CRM - Electrical Maintenance | 153574-Pankaj Kumar | 2020-04-25 | PR | 1 | SPL CBL;HIGH VOLTAGE CABLEPEA-BODY | 6045A0032 | M | 222 | 40 | CRE1 | 107 | NP | 1 NOS | 84760 | 84760 | 2020-06-24 | 970307303 | 10 | 2020-04-30
1002321220 | 227-CRM - Electrical Maintenance | 121461-R K Sachan | 2020-04-25 | PR | 1 | DCS SPR;DIGITAL OUTPUT MODULE DO810ABB | 5584A0094 | M | 240 | 40 | CRE1 | 101 | NP | 8 NOS | 19000 | 152000 | 2020-05-23 | 970333781 | 10 | 2020-11-04
1002321220 | 227-CRM - Electrical Maintenance | 121461-R K Sachan | 2020-04-25 | PR | 2 | PLC SPR;DIGITAL INPUT MODULEABB | 5620A0994 | M | 240 | 40 | CRE1 | 101 | NP | 14 NOS | 17000 | 238000 | 2020-05-23 | 970333781 | 20 | 2020-11-04
1002321220 | 227-CRM - Electrical Maintenance | 121461-R K Sachan | 2020-04-25 | PR | 3 | PLC SPR;ANALOG INPUT MODULEABB | 5620A1013 | M | 240 | 40 | CRE1 | 101 | NP | 3 NOS | 49800 | 149400 | 2020-05-23 | 970333781 | 30 | 2020-11-04
1002321220 | 227-CRM - Electrical Maintenance | 121461-R K Sachan | 2020-04-25 | PR | 4 | PLC SPR;TERMINAL MODULEABBTU830V1 | 5620A1038 | M | 240 | 40 | CRE1 | 101 | NP | 7 NOS | 10000 | 70000 | 2020-05-23 | 970333781 | 40 | 2020-11-04
1002321220 | 227-CRM - Electrical Maintenance | 121461-R K Sachan | 2020-04-25 | PR | 5 | PLC SPR;ANALOG OUTPUT MODULEABBAO 820 | 5620A1112 | M | 240 | 40 | CRE1 | 101 | NP | 3 NOS | 80000 | 240000 | 2020-05-23 | 970333781 | 50 | 2020-11-04
1002321220 | 227-CRM - Electrical Maintenance | 121461-R K Sachan | 2020-04-25 | PR | 7 | PLC SPR;ANALOG INPUT MODULEABB | 5620A1455 | M | 240 | 40 | CRE1 | 101 | NP | 2 NOS | 65000 | 130000 | 2020-05-23 | 970333781 | 60 | 2020-11-04
1002321354 | 227-CRM - Electrical Maintenance | 149487-ABHAY KUMAR MANDAL | 2020-04-26 | RO | 1 | SUGAR | 1044A0020 | M | 218 | 40 | CRMO | 133 | NB | 10 KG | 42 | 420 | 2020-04-26 | 4405902584 | 10 | 2020-04-26
1002321354 | 227-CRM - Electrical Maintenance | 149487-ABHAY KUMAR MANDAL | 2020-04-26 | RO | 2 | CANTEEN EDIBLES ( milk ) | 1044A0051 | M | 218 | 40 | CRMO | 133 | NB | 16 KG | 449.63 | 7194.08 | 2020-04-26 | 4405902584 | 20 | 2020-04-26
1002321354 | 227-CRM - Electrical Maintenance | 149487-ABHAY KUMAR MANDAL | 2020-04-26 | RO | 3 | CANTEEN EDIBLES TATA TEA | 1044A0053 | M | 218 | 40 | CRMO | 133 | NB | 6 KG | 350.55 | 2103.3 | 2020-04-26 | 4405902584 | 30 | 2020-04-26
1002321707 | 227-CRM - Electrical Maintenance | 121461-R K Sachan | 2020-04-27 | PR | 1 | HMI SIEMENS 6AV2124-0UC02-0AX0 0 | 5620A2502 | M | 240 | 40 | CRE1 | 107 | NP | 1 NOS | 436840 | 436840 | 2020-05-30 | 970314316 | 10 | 2020-06-23
1002322212 | 227-CRM - Electrical Maintenance | 149329-RAVI SHEKHAR | 2020-04-29 | PR | 1 | CABLE DRAG CHAIN GL2 ENTRY SCRAP CAR DR | 5273A0464 | M | 205 | 40 | CRE1 | 100 | NP | 1 SET | 550000 | 550000 | 2020-06-28 | 970312897 | 10 | 2020-06-12
1002322295 | 227-CRM - Electrical Maintenance | 149329-RAVI SHEKHAR | 2020-04-29 | PR | 2 | K TYPE THERMOCOUPLE PYROELECTRIC MICC L | 6130A0260 | M | 256 | 40 | CRE1 | 104 | NP | 5 NOS | 4000 | 20000 | 2020-06-15 | 970307302 | 10 | 2020-04-30
1002323275 | 227-CRM - Electrical Maintenance | 121461-R K Sachan | 2020-05-02 | RO | 1 | Auto Glow Signage 3M 120 micron | 0291A6854 | M | 274 | 40 | CR01 | 100 | NB | 22 FT2 | 140.5 | 3091 | 2020-05-23 | 4405926535 | 10 | 2020-05-02
1002323940 | 227-CRM - Electrical Maintenance | 149329-RAVI SHEKHAR | 2020-05-04 | RO | 1 | RESPIRATORS;MEDICAL-3 PLY COTTON MASK | 5841A0018 | M | 290 | 40 | CRE1 | 100 | NB | 100 NOS | 23 | 2300 | 2020-05-20 | 4405936977 | 10 | 2020-05-04
1002324920 | 227-CRM - Electrical Maintenance | 121461-R K Sachan | 2020-05-06 | RO | 1 | PLC SPR;TERMINAL BASEROCKWELL | 5620A1171 | M | 240 | 40 | CR01 | 101 | NB | 6 NOS | 4507 | 27042 | 2020-05-30 | 4405944152 | 10 | 2020-05-06
1002327947 | 227-CRM - Electrical Maintenance | 153574-Pankaj Kumar | 2020-05-14 | PR | 1 | LV VFD;165KVAHOISTTHREE415V6 | 5625A0241 | M | 240 | 40 | CRE1 | 101 | NP | 1 NOS | 800000 | 800000 | 2020-06-13 | 970312576 | 10 | 2020-06-10
1002328475 | 227-CRM - Electrical Maintenance | 149329-RAVI SHEKHAR | 2020-05-15 | PR | 1 | TENSIOMETER PRE AMPLIFIER CARD DR. BRA | 5540A1716 | M | 240 | 40 | CRE1 | 101 | NP | 10 NOS | 31540.75 | 315407.5 | 2020-07-14 | 970310543 | 10 | 2020-05-26
1002328475 | 227-CRM - Electrical Maintenance | 149329-RAVI SHEKHAR | 2020-05-15 | PR | 2 | BRANDTRONIK DMM STRIP TENSION MEASURING | 5968A0218 | M | 240 | 40 | CRE1 | 101 | NP | 1 NOS | 1099454.65 | 1099454.65 | 2020-07-14 | 970310543 | 20 | 2020-05-26
1002329447 | 227-CRM - Electrical Maintenance | 149329-RAVI SHEKHAR | 2020-05-18 | PR | 1 | ADAPTER SLEEVE;HE 315 63.5 MM55 MMKM1 | 5824A0181 | M | 201 | 40 | CR01 | 104 | CR | 1 NOS | 2590 | 2590 | 2020-05-18 | 930092381 | 10 | 2020-05-18
1002329460 | 227-CRM - Electrical Maintenance | 149329-RAVI SHEKHAR | 2020-05-18 | PR | 1 | ADAPTER SLEEVE;HE 315 63.5 MM55 MMKM1 | 5824A0181 | M | 201 | 40 | CR01 | 104 | NB | 1 NOS | 2195 | 2195 | 2020-06-17 | 920860053 | 10 | 2020-05-18
1002329677 | 227-CRM - Electrical Maintenance | 149487-ABHAY KUMAR MANDAL | 2020-05-19 | RO | 1 | SUGAR | 1044A0020 | M | 218 | 40 | CRMO | 133 | NB | 10 KG | 42 | 420 | 2020-05-19 | 4406085104 | 10 | 2020-06-09
1002329677 | 227-CRM - Electrical Maintenance | 149487-ABHAY KUMAR MANDAL | 2020-05-19 | RO | 2 | CANTEEN EDIBLES ( milk ) | 1044A0051 | M | 218 | 40 | CRMO | 133 | NB | 16 KG | 449.63 | 7194.08 | 2020-05-19 | 4406085104 | 20 | 2020-06-09
1002329677 | 227-CRM - Electrical Maintenance | 149487-ABHAY KUMAR MANDAL | 2020-05-19 | RO | 3 | CANTEEN EDIBLES TATA TEA | 1044A0053 | M | 218 | 40 | CRMO | 133 | NB | 6 KG | 350.55 | 2103.3 | 2020-05-19 | 4406085104 | 30 | 2020-06-09
1002330238 | 227-CRM - Electrical Maintenance | 149329-RAVI SHEKHAR | 2020-05-20 | RO | 1 | SWTCH NTWRK;1000MBPS81000 MBPS FIBER | 5437A0016 | M | 212 | 40 | CRE1 | 121 | NB | 1 NOS | 31515 | 31515 | 2020-06-19 | 4406006811 | 10 | 2020-05-21
1002330238 | 227-CRM - Electrical Maintenance | 149329-RAVI SHEKHAR | 2020-05-20 | RO | 2 | CAT6 RJ45 JACK MALE UNSHIELDED | 6013A0001 | M | 212 | 40 | CRE1 | 121 | NB | 20 PCE | 6.5 | 130 | 2020-06-19 | 4406006811 | 20 | 2020-05-21
1002330238 | 227-CRM - Electrical Maintenance | 149329-RAVI SHEKHAR | 2020-05-20 | RO | 3 | NW SPARES;CAT-6 UTP FRPVC JACKET LSZH | 6186A0124 | M | 212 | 40 | CRE1 | 121 | NB | 2 NOS | 5360 | 10720 | 2020-06-19 | 4406006811 | 30 | 2020-05-21
1002330387 | 227-CRM - Electrical Maintenance | 149329-RAVI SHEKHAR | 2020-05-20 | RO | 1 | SUGAR | 1044A0020 | M | 218 | 40 | CRMO | 133 | NB | 10 KG | 42 | 420 | 2020-05-25 | 4406010170 | 10 | 2020-05-22
1002330387 | 227-CRM - Electrical Maintenance | 149329-RAVI SHEKHAR | 2020-05-20 | RO | 2 | CANTEEN EDIBLES ( milk ) | 1044A0051 | M | 218 | 40 | CRMO | 133 | NB | 16 KG | 449.63 | 7194.08 | 2020-05-25 | 4406010170 | 20 | 2020-05-22
1002330387 | 227-CRM - Electrical Maintenance | 149329-RAVI SHEKHAR | 2020-05-20 | RO | 3 | CANTEEN EDIBLES TATA TEA | 1044A0053 | M | 218 | 40 | CRMO | 133 | NB | 5 KG | 350.55 | 1752.75 | 2020-05-25 | 4406010170 | 30 | 2020-05-22
1002330978 | 227-CRM - Electrical Maintenance | 504850-ANOOP RADHEYSHYAM PANDEY | 2020-05-21 | PR | 1 | INSLTG MTR;WASHER FIBRE INSULATOR 33X6 | 5859A0465 | M | 228 | 40 | CRE1 | 107 | NB | 20 NOS | 400 | 8000 | 2020-06-20 | 920864427 | 10 | 2020-05-29
1002330978 | 227-CRM - Electrical Maintenance | 504850-ANOOP RADHEYSHYAM PANDEY | 2020-05-21 | PR | 2 | INSLTG MTR;WASHER FIBRE INSULATOR 9X21 | 5859A0466 | M | 228 | 40 | CRE1 | 107 | NB | 20 NOS | 400 | 8000 | 2020-06-20 | 920864427 | 20 | 2020-05-29
1002330978 | 227-CRM - Electrical Maintenance | 504850-ANOOP RADHEYSHYAM PANDEY | 2020-05-21 | PR | 3 | INSLTG MTR;WASHER FIBRE INSULATOR 13x1 | 5859A0467 | M | 228 | 40 | CRE1 | 107 | NB | 10 NOS | 400 | 4000 | 2020-06-20 | 920864427 | 30 | 2020-05-29
1002330978 | 227-CRM - Electrical Maintenance | 504850-ANOOP RADHEYSHYAM PANDEY | 2020-05-21 | PR | 4 | INSLTG MTR;WASHER FIBRE INSULATOR 10.5 | 5859A0468 | M | 228 | 40 | CRE1 | 107 | NB | 10 NOS | 400 | 4000 | 2020-06-20 | 920864427 | 40 | 2020-05-29
1002330978 | 227-CRM - Electrical Maintenance | 504850-ANOOP RADHEYSHYAM PANDEY | 2020-05-21 | PR | 5 | INSLTG MTR;WASHER FIBRE INSULATOR 13x3 | 5859A0469 | M | 228 | 40 | CRE1 | 107 | NB | 35 NOS | 400 | 14000 | 2020-06-20 | 920864427 | 50 | 2020-05-29
1002330978 | 227-CRM - Electrical Maintenance | 504850-ANOOP RADHEYSHYAM PANDEY | 2020-05-21 | PR | 6 | INSLTG MTR;WASHER FIBRE INSULATOR 25x5 | 5859A0470 | M | 228 | 40 | CRE1 | 107 | NB | 10 NOS | 400 | 4000 | 2020-06-20 | 920864427 | 60 | 2020-05-29
1002330978 | 227-CRM - Electrical Maintenance | 504850-ANOOP RADHEYSHYAM PANDEY | 2020-05-21 | PR | 7 | INSLTG MTR;WASHER FIBRE INSULATOR 7x17 | 5859A0471 | M | 228 | 40 | CRE1 | 107 | NB | 8 NOS | 400 | 3200 | 2020-06-20 | 920864427 | 70 | 2020-05-29
1002330978 | 227-CRM - Electrical Maintenance | 504850-ANOOP RADHEYSHYAM PANDEY | 2020-05-21 | PR | 8 | INSLTG MTR;WASHER FIBRE INSULATOR 17x3 | 5859A0472 | M | 228 | 40 | CRE1 | 107 | NB | 20 NOS | 400 | 8000 | 2020-06-20 | 920864427 | 80 | 2020-05-29
1002330978 | 227-CRM - Electrical Maintenance | 504850-ANOOP RADHEYSHYAM PANDEY | 2020-05-21 | PR | 9 | INSLTG MTR;WASHER FIBRE INSULATOR 16x3 | 5859A0473 | M | 228 | 40 | CRE1 | 107 | NB | 15 NOS | 400 | 6000 | 2020-06-20 | 920864427 | 90 | 2020-05-29
1002330978 | 227-CRM - Electrical Maintenance | 504850-ANOOP RADHEYSHYAM PANDEY | 2020-05-21 | PR | 10 | INSLTG MTR;WASHER FIBRE INSULATOR 13x1 | 5859A0474 | M | 228 | 40 | CRE1 | 107 | NB | 10 NOS | 400 | 4000 | 2020-06-20 | 920864427 | 100 | 2020-05-29
1002330978 | 227-CRM - Electrical Maintenance | 504850-ANOOP RADHEYSHYAM PANDEY | 2020-05-21 | PR | 11 | INSLTG MTR;WASHER FIBRE INSULATOR 45x8 | 5859A0475 | M | 228 | 40 | CRE1 | 107 | NB | 10 NOS | 400 | 4000 | 2020-06-20 | 920864427 | 110 | 2020-05-29
1002330978 | 227-CRM - Electrical Maintenance | 504850-ANOOP RADHEYSHYAM PANDEY | 2020-05-21 | PR | 12 | INSLTG MTR;WASHER FIBRE INSULATOR 11x2 | 5859A0476 | M | 228 | 40 | CRE1 | 107 | NB | 20 NOS | 400 | 8000 | 2020-06-20 | 920864427 | 120 | 2020-05-29
1002330978 | 227-CRM - Electrical Maintenance | 504850-ANOOP RADHEYSHYAM PANDEY | 2020-05-21 | PR | 13 | INSLTG MTR;WASHER FIBRE INSULATOR 10.5 | 5859A0477 | M | 228 | 40 | CRE1 | 107 | NB | 20 NOS | 400 | 8000 | 2020-06-20 | 920864427 | 130 | 2020-05-29
1002330978 | 227-CRM - Electrical Maintenance | 504850-ANOOP RADHEYSHYAM PANDEY | 2020-05-21 | PR | 14 | INSLTG MTR;MICA TUBE FIBRE INSULATOR 3 | 5859A0478 | M | 228 | 40 | CRE1 | 107 | NB | 10 NOS | 450 | 4500 | 2020-06-20 | 920864427 | 140 | 2020-05-29
1002330978 | 227-CRM - Electrical Maintenance | 504850-ANOOP RADHEYSHYAM PANDEY | 2020-05-21 | PR | 15 | INSLTG MTR;MICA TUBE FIBRE INSULATOR 1 | 5859A0479 | M | 228 | 40 | CRE1 | 107 | NB | 20 NOS | 450 | 9000 | 2020-06-20 | 920864427 | 150 | 2020-05-29
1002330978 | 227-CRM - Electrical Maintenance | 504850-ANOOP RADHEYSHYAM PANDEY | 2020-05-21 | PR | 16 | INSLTG MTR;MICA TUBE FIBRE INSULATOR 1 | 5859A0480 | M | 228 | 40 | CRE1 | 107 | NB | 10 NOS | 450 | 4500 | 2020-06-20 | 920864427 | 160 | 2020-05-29
1002330978 | 227-CRM - Electrical Maintenance | 504850-ANOOP RADHEYSHYAM PANDEY | 2020-05-21 | PR | 17 | INSLTG MTR;MICA TUBE FIBRE INSULATOR 1 | 5859A0481 | M | 228 | 40 | CRE1 | 107 | NB | 10 NOS | 450 | 4500 | 2020-06-28 | 920864427 | 170 | 2020-05-29
1002330978 | 227-CRM - Electrical Maintenance | 504850-ANOOP RADHEYSHYAM PANDEY | 2020-05-21 | PR | 18 | INSLTG MTR;MICA TUBE FIBRE INSULATOR 1 | 5859A0482 | M | 228 | 40 | CRE1 | 107 | NB | 10 NOS | 450 | 4500 | 2020-06-28 | 920864427 | 180 | 2020-05-29
1002330978 | 227-CRM - Electrical Maintenance | 504850-ANOOP RADHEYSHYAM PANDEY | 2020-05-21 | PR | 19 | INSLTG MTR;MICA TUBE FIBRE INSULATOR 2 | 5859A0483 | M | 228 | 40 | CRE1 | 107 | NB | 10 NOS | 450 | 4500 | 2020-06-28 | 920864427 | 190 | 2020-05-29
1002330978 | 227-CRM - Electrical Maintenance | 504850-ANOOP RADHEYSHYAM PANDEY | 2020-05-21 | PR | 20 | INSLTG MTR;MICA TUBE FIBRE INSULATOR 6 | 5859A0484 | M | 228 | 40 | CRE1 | 107 | NB | 15 NOS | 450 | 6750 | 2020-06-28 | 920864427 | 200 | 2020-05-29
1002330978 | 227-CRM - Electrical Maintenance | 504850-ANOOP RADHEYSHYAM PANDEY | 2020-05-21 | PR | 21 | INSLTG MTR;MICA TUBE FIBRE INSULATOR 1 | 5859A0485 | M | 228 | 40 | CRE1 | 107 | NB | 15 NOS | 450 | 6750 | 2020-06-28 | 920864427 | 210 | 2020-05-29
1002330978 | 227-CRM - Electrical Maintenance | 504850-ANOOP RADHEYSHYAM PANDEY | 2020-05-21 | PR | 22 | INSLTG MTR;MICA TUBE FIBRE INSULATOR 1 | 5859A0486 | M | 228 | 40 | CRE1 | 107 | NB | 10 NOS | 450 | 4500 | 2020-06-28 | 920864427 | 220 | 2020-05-29
1002330978 | 227-CRM - Electrical Maintenance | 504850-ANOOP RADHEYSHYAM PANDEY | 2020-05-21 | PR | 23 | INSLTG MTR;MICA TUBE FIBRE INSULATOR 4 | 5859A0487 | M | 228 | 40 | CRE1 | 107 | NB | 15 NOS | 450 | 6750 | 2020-06-28 | 920864427 | 230 | 2020-05-29
1002330978 | 227-CRM - Electrical Maintenance | 504850-ANOOP RADHEYSHYAM PANDEY | 2020-05-21 | PR | 24 | INSLTG MTR;MICA TUBE FIBRE INSULATOR 1 | 5859A0488 | M | 228 | 40 | CRE1 | 107 | NB | 15 NOS | 450 | 6750 | 2020-06-28 | 920864427 | 240 | 2020-05-29
1002330978 | 227-CRM - Electrical Maintenance | 504850-ANOOP RADHEYSHYAM PANDEY | 2020-05-21 | PR | 25 | INSLTG MTR;MICA TUBE FIBRE INSULATOR 1 | 5859A0489 | M | 228 | 40 | CRE1 | 107 | NB | 5 NOS | 450 | 2250 | 2020-06-28 | 920864427 | 250 | 2020-05-29
1002330978 | 227-CRM - Electrical Maintenance | 504850-ANOOP RADHEYSHYAM PANDEY | 2020-05-21 | PR | 26 | INSLTG MTR;MICA TUBE FIBRE INSULATOR 1 | 5859A0490 | M | 228 | 40 | CRE1 | 107 | NB | 15 NOS | 450 | 6750 | 2020-06-28 | 920864427 | 260 | 2020-05-29
1002332664 | 227-CRM - Electrical Maintenance | 121461-R K Sachan | 2020-05-26 | RO | 1 | VISOR;205 X 390 MM1 MMCLEAR POLYCARB | 5370A0015 | M | 290 | 40 | CRE1 | 100 | NB | 8 NOS | 530 | 4240 | 2020-06-26 | 4406027161 | 10 | 2020-05-26
1002332716 | 227-CRM - Electrical Maintenance | 121461-R K Sachan | 2020-05-26 | PR | 1 | THERMOCOUPLE;CR/ALSS 3160.5 SQMM | 5671A0107 | M | 256 | 40 | CR01 | 101 | NB | 30 NOS | 1500.04 | 45001.2 | 2020-05-31 | 920871516 | 10 | 2020-06-16
1002332716 | 227-CRM - Electrical Maintenance | 121461-R K Sachan | 2020-05-26 | PR | 2 | THRMPCL;CROMEL + ALUMINA SS 316 0.35 | 5671A0293 | M | 256 | 40 | CRE1 | 101 | NB | 48 NOS | 2100 | 100800 | 2020-06-25 | 920871516 | 20 | 2020-06-16
1002332716 | 227-CRM - Electrical Maintenance | 121461-R K Sachan | 2020-05-26 | PR | 3 | THRMPCL;CHROMEL ALUMEL SS 316 0.5 M | 5671A0313 | M | 256 | 40 | CRE1 | 101 | NB | 48 NOS | 3000 | 144000 | 2020-06-25 | 920871516 | 30 | 2020-06-16
1002334821 | 227-CRM - Electrical Maintenance | 149329-RAVI SHEKHAR | 2020-05-30 | PR | 3 | MESRG ISNT;DIGITAL MEASURING CURRENT TR | 5668A0279 | M | 235 | 40 | CRE1 | 104 | NP | 5 NOS | 8000 | 40000 | 2020-06-30 | 970311925 | 10 | 2020-06-05
1002334821 | 227-CRM - Electrical Maintenance | 149329-RAVI SHEKHAR | 2020-05-30 | PR | 4 | MESRG ISNT;DIGITAL MEASURING CURRENT TR | 5668A0280 | M | 235 | 40 | CRE1 | 104 | NP | 2 NOS | 11000 | 22000 | 2020-06-30 | 970311925 | 20 | 2020-06-05
1002334821 | 227-CRM - Electrical Maintenance | 149329-RAVI SHEKHAR | 2020-05-30 | PR | 5 | MESRG ISNT;DIGITAL MEASURING CURRENT TR | 5668A0281 | M | 235 | 40 | CRE1 | 104 | NP | 1 NOS | 30000 | 30000 | 2020-06-30 | 970311925 | 30 | 2020-06-05
1002334834 | 227-CRM - Electrical Maintenance | 149329-RAVI SHEKHAR | 2020-05-30 | PR | 1 | SPL CBL;SPECIAL INSTRUMENTATION CABLE B | 6045A0401 | M | 222 | 40 | CRE1 | 104 | NP | 500 M | 20 | 10000 | 2020-06-30 | 970313232 | 10 | 2020-06-15
1002335507 | 227-CRM - Electrical Maintenance | 504850-ANOOP RADHEYSHYAM PANDEY | 2020-06-01 | PR | 1 | LIGTNG ARESTR;GAPLESS LIGHTNING ARRESTOR | 5073A0034 | M | 223 | 40 | CRE1 | 104 | NB | 4 NOS | 24900 | 99600 | 2020-06-16 | 920867571 | 10 | 2020-06-06
1002335874 | 227-CRM - Electrical Maintenance | 123226-Mr Swapan Bera | 2020-06-02 | PR | 1 | GRSE GUN;400 BAR500 GM 3 GNA HAND OP | 5461A0021 | M | 261 | 40 | CRE1 | 104 | NB | 2 NOS | 1000 | 2000 | 2020-07-02 | 920865905 | 10 | 2020-06-02
1002337206 | 227-CRM - Electrical Maintenance | 153574-Pankaj Kumar | 2020-06-04 | RO | 1 | ED USER COM SPR;TRI COLOR CARTRIDGE | 5309A0263 | M | 212 | 40 | CRE1 | 121 | NB | 2 NOS | 732 | 1464 | 2020-06-30 | 4406063841 | 10 | 2020-06-04
1002337206 | 227-CRM - Electrical Maintenance | 153574-Pankaj Kumar | 2020-06-04 | RO | 2 | ED USER COM SPR;BLACK CARTRIDGEPRINTER | 5309A0264 | M | 212 | 40 | CRE1 | 121 | NB | 2 NOS | 732 | 1464 | 2020-06-30 | 4406063841 | 20 | 2020-06-04
1002338531 | 227-CRM - Electrical Maintenance | 149329-RAVI SHEKHAR | 2020-06-06 | RO | 1 | LT CBL;4X2X0.750.75MM2COPPERHR PVC | 5717A0577 | M | 222 | 40 | CRE1 | 101 | NB | 1500 M | 166.5 | 249750 | 2020-07-21 | 4406117385 | 10 | 2020-06-17
1002341233 | 227-CRM - Electrical Maintenance | 121461-R K Sachan | 2020-06-11 | RO | 1 | LUMR;FLOOD LIGHT150WAC140 - 270VNO | 6093A0037 | M | 229 | 40 | CRE1 | 101 | NB | 30 NOS | 3600 | 108000 | 2020-07-11 | 4406139126 | 10 | 2020-06-22
1002342290 | 227-CRM - Electrical Maintenance | 504850-ANOOP RADHEYSHYAM PANDEY | 2020-06-13 | PR | 1 | BATTERY;SMFUPS12V100AMHBOLT- ON | 5537A0106 | M | 221 | 40 | CRE1 | 101 | NB | 64 NOS | 5500 | 352000 | 2020-07-20 | 920873697 | 10 | 2020-06-22
1002344503 | 227-CRM - Electrical Maintenance | 121461-R K Sachan | 2020-06-18 | PR | 1 | SFTY FLAG | 5916A0002 | M | 290 | 40 | CRE1 | 104 | NB | 1 NOS | 2200 | 2200 | 2020-07-18 | 920872928 | 10 | 2020-06-20
1002344911 | 227-CRM - Electrical Maintenance | 121461-R K Sachan | 2020-06-18 | PR | 1 | TAG;CAUTION TAG-RED RED ONE SIDEWHITE | 5286A0019 | M | 276 | 40 | CRE1 | 104 | NB | 500 NOS | 4.5 | 2250 | 2020-07-18 | 920872921 | 10 | 2020-06-20
1002345849 | 227-CRM - Electrical Maintenance | 149487-ABHAY KUMAR MANDAL | 2020-06-20 | RO | 1 | SUGAR | 1044A0020 | M | 218 | 40 | CRMO | 133 | NB | 10 KG | 42 | 420 | 2020-06-20 | 4406234334 | 10 | 2020-07-15
1002345849 | 227-CRM - Electrical Maintenance | 149487-ABHAY KUMAR MANDAL | 2020-06-20 | RO | 2 | CANTEEN EDIBLES ( milk ) | 1044A0051 | M | 218 | 40 | CRMO | 133 | NB | 16 KG | 449.63 | 7194.08 | 2020-06-20 | 4406234334 | 20 | 2020-07-15
1002345849 | 227-CRM - Electrical Maintenance | 149487-ABHAY KUMAR MANDAL | 2020-06-20 | RO | 3 | CANTEEN EDIBLES TATA TEA | 1044A0053 | M | 218 | 40 | CRMO | 133 | NB | 6 KG | 350.55 | 2103.3 | 2020-07-06 | 4406234334 | 30 | 2020-07-15
1002347781 | 227-CRM - Electrical Maintenance | 504850-ANOOP RADHEYSHYAM PANDEY | 2020-06-23 | RO | 1 | N/W TRANSRECEIVER FIBER MODULE;CISCO | 6015A0001 | M | 212 | 40 | CRE1 | 121 | NB | 5 NOS | 33750 | 168750 | 2020-07-23 | 4406336715 | 10 | 2020-08-08
1002347781 | 227-CRM - Electrical Maintenance | 504850-ANOOP RADHEYSHYAM PANDEY | 2020-06-23 | RO | 5 | SWTCH NTWRK;1000MBPS24NOS | 5437A0012 | M | 212 | 40 | CRE1 | 121 | NB | 2 NOS | 89058.5 | 178117 | 2020-07-23 | 4406336715 | 20 | 2020-08-08
1002347781 | 227-CRM - Electrical Maintenance | 504850-ANOOP RADHEYSHYAM PANDEY | 2020-06-23 | RO | 6 | SWTCH NTWRK;1000MBPS81000 MBPS FIBER | 5437A0016 | M | 212 | 40 | CG12 | 121 | NB | 4 NOS | 31515 | 126060 | 2020-07-23 | 4406336715 | 30 | 2020-08-08
1002347781 | 227-CRM - Electrical Maintenance | 504850-ANOOP RADHEYSHYAM PANDEY | 2020-06-23 | RO | 9 | CAT6 RJ45 JACK MALE UNSHIELDED | 6013A0001 | M | 212 | 40 | CRE1 | 121 | NB | 200 PCE | 6.5 | 1300 | 2020-07-23 | 4406336715 | 40 | 2020-08-08
1002348579 | 227-CRM - Electrical Maintenance | 121461-R K Sachan | 2020-06-25 | PR | 1 | MC INTERFACE BOARD BINT-12C ABB ACS8 | 5542A2580 | M | 240 | 40 | CRE1 | 101 | NP | 1 NOS | 95000 | 95000 | 2020-07-25 | 970318411 | 10 | 2020-07-22
1002348579 | 227-CRM - Electrical Maintenance | 121461-R K Sachan | 2020-06-25 | PR | 2 | AC 800 PEC3 CONTROLLER ABB PP D512 A1 | 5620A3081 | M | 240 | 40 | CRE1 | 101 | NP | 1 NOS | 2000000 | 2000000 | 2020-07-25 | 970318411 | 20 | 2020-07-22
1002348579 | 227-CRM - Electrical Maintenance | 121461-R K Sachan | 2020-06-25 | PR | 3 | DRV MODL;355 KWABB ACS880 415 VACS88 | 6098A0199 | M | 240 | 40 | CRE1 | 101 | NP | 1 NOS | 1100000 | 1100000 | 2020-07-25 | 970318411 | 30 | 2020-07-22
1002348579 | 227-CRM - Electrical Maintenance | 121461-R K Sachan | 2020-06-25 | PR | 4 | DRV MODL;648 KWABB ACS880 415 VA | 6098A0296 | M | 240 | 40 | CRE1 | 101 | NP | 1 NOS | 700000 | 700000 | 2020-07-25 | 970318411 | 40 | 2020-07-22
1002349791 | 227-CRM - Electrical Maintenance | 504850-ANOOP RADHEYSHYAM PANDEY | 2020-06-26 | PR | 1 | BRAK MOTR;ARM UP/DOWN INTERNAL BRAKE 12 | 5929A0032 | M | 230 | 40 | CRE1 | 107 | NP | 1 NOS | 96637 | 96637 | 2020-07-26 | 970322107 | 10 | 2020-08-17
1002350382 | 227-CRM - Electrical Maintenance | 153574-Pankaj Kumar | 2020-06-29 | RO | 2 | VISOR;205 X 390 MM1 MMCLER VISON POL | 5370A0017 | M | 290 | 40 | CRE1 | 100 | NB | 80 NOS | 310 | 24800 | 2020-07-10 | 4406167701 | 10 | 2020-06-30
1002353022 | 227-CRM - Electrical Maintenance | 149329-RAVI SHEKHAR | 2020-07-03 | PR | 1 | LFT SPR;COLL GT MS PNTED DW1200 DH2000 | 5669A0113 | M | 230 | 40 | CRE1 | 101 | NP | 5 NOS | 38238 | 191190 | 2020-08-03 | 970317004 | 10 | 2020-07-13
1002354504 | 227-CRM - Electrical Maintenance | 154844-JEEVAN JYOTI JENA | 2020-07-06 | PR | 1 | SPAREINSTRUMENTATION | 5956A0306 | M | 256 | 40 | CRE1 | 104 | NP | 2 NOS | 33000 | 66000 | 2020-07-26 | 970319135 | 10 | 2020-07-27
1002354735 | 227-CRM - Electrical Maintenance | 153574-Pankaj Kumar | 2020-07-06 | PR | 1 | CAPACITOR;ALUMINIUM ELECTROLYTIC2.5uF | 5553A0318 | M | 239 | 40 | CRE1 | 104 | NB | 120 NOS | 18.5 | 2220 | 2020-08-05 | 920881215 | 10 | 2020-07-11
1002357227 | 227-CRM - Electrical Maintenance | 149329-RAVI SHEKHAR | 2020-07-10 | RO | 1 | SUGAR | 1044A0020 | M | 218 | 40 | CRMO | 133 | NB | 10 KG | 42 | 420 | 2020-07-17 | 4406214066 | 10 | 2020-07-10
1002357227 | 227-CRM - Electrical Maintenance | 149329-RAVI SHEKHAR | 2020-07-10 | RO | 2 | CANTEEN EDIBLES ( milk ) | 1044A0051 | M | 218 | 40 | CRMO | 133 | NB | 16 KG | 449.63 | 7194.08 | 2020-07-17 | 4406214066 | 20 | 2020-07-10
1002357227 | 227-CRM - Electrical Maintenance | 149329-RAVI SHEKHAR | 2020-07-10 | RO | 3 | CANTEEN EDIBLES TATA TEA | 1044A0053 | M | 218 | 40 | CRMO | 133 | NB | 5 KG | 350.55 | 1752.75 | 2020-07-17 | 4406214066 | 30 | 2020-07-10
1002358044 | 227-CRM - Electrical Maintenance | 504850-ANOOP RADHEYSHYAM PANDEY | 2020-07-12 | PR | 1 | INFRA RED HEAT DETECTOR SIEMENS FDF241 | 6088A0027 | M | 244 | 40 | CRE1 | 100 | NP | 6 NOS | 125000 | 750000 | 2020-08-11 | 970317900 | 10 | 2020-07-19
1002358044 | 227-CRM - Electrical Maintenance | 504850-ANOOP RADHEYSHYAM PANDEY | 2020-07-12 | PR | 2 | HEAT DETECTOR SIEMENS LTD S54320-F5-A1 | 6088A0210 | M | 244 | 40 | CRE1 | 100 | NP | 35 NOS | 2700 | 94500 | 2020-08-11 | 970317900 | 20 | 2020-07-19
1002358097 | 227-CRM - Electrical Maintenance | 504850-ANOOP RADHEYSHYAM PANDEY | 2020-07-12 | PR | 1 | DRIV SPR;CURRENT TRANSDUCERLEM | 5542A1171 | M | 240 | 40 | 227R | 101 | NP | 2 NOS | 280000 | 560000 | 2020-09-30 | 970322101 | 10 | 2020-08-17
1002358097 | 227-CRM - Electrical Maintenance | 504850-ANOOP RADHEYSHYAM PANDEY | 2020-07-12 | PR | 2 | VOLTAGE DETECTOR LEM HIVECTOL-VSI DVL | 5542A2281 | M | 240 | 40 | CRE1 | 101 | NP | 22 NOS | 79500 | 1749000 | 2020-09-30 | 970322101 | 20 | 2020-08-17
1002358099 | 227-CRM - Electrical Maintenance | 504850-ANOOP RADHEYSHYAM PANDEY | 2020-07-12 | PR | 1 | PR SWTCH;SWITCH1 TO 10BAR | 5499A0197 | M | 256 | 40 | CRE1 | 104 | NP | 10 NOS | 1500 | 15000 | 2020-07-12 | 970320185 | 10 | 2020-08-03
1002358099 | 227-CRM - Electrical Maintenance | 504850-ANOOP RADHEYSHYAM PANDEY | 2020-07-12 | PR | 2 | PRESSURE SWITCH INDFOS B424S/0.24.0KG/ | 6124A0032 | M | 256 | 40 | CRE1 | 104 | NP | 5 NOS | 4900 | 24500 | 2020-07-12 | 970320185 | 20 | 2020-08-03
1002358103 | 227-CRM - Electrical Maintenance | 504850-ANOOP RADHEYSHYAM PANDEY | 2020-07-12 | RO | 1 | SUGAR | 1044A0020 | M | 218 | 40 | CRMO | 133 | NB | 30 KG | 42 | 1260 | 2020-07-13 | 4406226634 | 10 | 2020-07-13
1002358103 | 227-CRM - Electrical Maintenance | 504850-ANOOP RADHEYSHYAM PANDEY | 2020-07-12 | RO | 2 | CANTEEN EDIBLES ( milk ) | 1044A0051 | M | 218 | 40 | CRMO | 133 | NB | 30 KG | 449.63 | 13488.9 | 2020-07-13 | 4406226634 | 20 | 2020-07-13
1002358103 | 227-CRM - Electrical Maintenance | 504850-ANOOP RADHEYSHYAM PANDEY | 2020-07-12 | RO | 3 | CANTEEN EDIBLES TATA TEA | 1044A0053 | M | 218 | 40 | CRMO | 133 | NB | 10 KG | 350.55 | 3505.5 | 2020-07-13 | 4406226634 | 30 | 2020-07-13
1002358111 | 227-CRM - Electrical Maintenance | 504850-ANOOP RADHEYSHYAM PANDEY | 2020-07-12 | PR | 1 | FUSE;HRC SEMICONDUCTOR400A690V200KA | 5748A0570 | M | 225 | 40 | CR01 | 104 | NB | 10 NOS | 2035 | 20350 | 2020-09-10 | 920890225 | 10 | 2020-08-03
1002358111 | 227-CRM - Electrical Maintenance | 504850-ANOOP RADHEYSHYAM PANDEY | 2020-07-12 | PR | 2 | FUSE;HRC32A500V120KAAC | 5748A0610 | M | 225 | 40 | CRE1 | 104 | NB | 4 NOS | 175 | 700 | 2020-08-11 | 920890225 | 20 | 2020-08-03
1002358111 | 227-CRM - Electrical Maintenance | 504850-ANOOP RADHEYSHYAM PANDEY | 2020-07-12 | PR | 3 | FUSE;HRC500A700V200KAYESAC | 5748A0561 | M | 225 | 40 | CR01 | 104 | NB | 10 NOS | 3212 | 32120 | 2020-09-10 | 920890225 | 30 | 2020-08-03
1002358111 | 227-CRM - Electrical Maintenance | 504850-ANOOP RADHEYSHYAM PANDEY | 2020-07-12 | PR | 4 | FUSE;SEMICONDUCTOR250A800V50KAYES | 5748A0562 | M | 225 | 40 | CR01 | 104 | NB | 10 NOS | 3000 | 30000 | 2020-09-10 | 920890225 | 40 | 2020-08-03
1002359930 | 227-CRM - Electrical Maintenance | 149329-RAVI SHEKHAR | 2020-07-15 | RO | 1 | Metallic Spiral Binding upto 100 sheets | 0291A6453 | M | 274 | 40 | CRE1 | 133 | NB | 25 NOS | 7.22 | 180.5 | 2020-07-15 | 4406238351 | 10 | 2020-07-16
1002359930 | 227-CRM - Electrical Maintenance | 149329-RAVI SHEKHAR | 2020-07-15 | RO | 2 | Art PaperDigitalsinglemorethan50 nos | 0291A6503 | M | 274 | 40 | CR01 | 133 | NB | 6300 NOS | 2.01 | 12663 | 2020-07-15 | 4406238351 | 20 | 2020-07-16
1002361039 | 227-CRM - Electrical Maintenance | 154844-JEEVAN JYOTI JENA | 2020-07-17 | RO | 1 | SOFTWARE;TRUE IMAGE ACRONIS CLIENT LIC | 5276A0216 | M | 212 | 40 | CRE1 | 121 | NB | 5 NOS | 3800 | 19000 | 2020-08-16 | 4406243184 | 10 | 2020-07-17
1002361609 | 227-CRM - Electrical Maintenance | 119449-Swapan K Das | 2020-07-17 | PR | 1 | PRSR TRNSMTR;HART- 62.2 TO 62.2MBAR | 5496A0318 | M | 256 | 40 | CRE1 | 101 | NB | 3 NOS | 50000 | 150000 | 2020-09-15 | 920889610 | 10 | 2020-08-01
1002361997 | 227-CRM - Electrical Maintenance | 123226-Mr Swapan Bera | 2020-07-18 | PR | 1 | LT CBL;8 NOT APPLICABLE COPPER 4 | 5717A0973 | M | 222 | 40 | CRE1 | 101 | NB | 200 M | 2500 | 500000 | 2020-08-27 | 920894656 | 10 | 2020-08-14
1002362029 | 227-CRM - Electrical Maintenance | 504850-ANOOP RADHEYSHYAM PANDEY | 2020-07-18 | PR | 1 | WRAP SEAL 200 MMPERMECEAL 25 MFIBREG | 6024A0021 | M | 202 | 40 | CRE1 | 104 | NB | 4 025 | 12518.6 | 50074.4 | 2020-08-17 | 920890223 | 10 | 2020-08-03
1002362042 | 227-CRM - Electrical Maintenance | 504850-ANOOP RADHEYSHYAM PANDEY | 2020-07-18 | PR | 1 | SPACE HTR;STRIPE200WPANELSINGLE | 5617A0002 | M | 226 | 40 | CRE1 | 104 | NB | 13 NOS | 450 | 5850 | 2020-08-17 | 920884615 | 10 | 2020-07-20
1002362285 | 227-CRM - Electrical Maintenance | 123226-Mr Swapan Bera | 2020-07-20 | PR | 1 | GRSE GUN;400 BAR500 GM 3 GNA HAND OP | 5461A0021 | M | 261 | 40 | CRE1 | 104 | NB | 4 NOS | 594 | 2376 | 2020-07-31 | 920884619 | 10 | 2020-07-20
1002363223 | 227-CRM - Electrical Maintenance | 149329-RAVI SHEKHAR | 2020-07-21 | PR | 1 | ELTRNC CARD;INVERTER | 5540A0907 | M | 240 | 40 | CRE1 | 101 | NP | 2 NOS | 452700 | 905400 | 2020-08-20 | 970319669 | 10 | 2020-07-30
1002363560 | 227-CRM - Electrical Maintenance | 123226-Mr Swapan Bera | 2020-07-21 | RO | 1 | IC BASE28COPPERNO SPECIAL FEATURESIG | 5325A0003 | M | 256 | 40 | CRE1 | 100 | NB | 50 NOS | 838.88 | 41944 | 2020-11-10 | 4406268716 | 10 | 2020-07-23
1002363560 | 227-CRM - Electrical Maintenance | 123226-Mr Swapan Bera | 2020-07-21 | RO | 2 | MULTI CRITERIA DETECTOR EST SIGA-PHD | 6088A0122 | M | 244 | 40 | CRE1 | 100 | NB | 20 NOS | 7938 | 158760 | 2020-10-22 | 4406268716 | 20 | 2020-07-23
1002363588 | 227-CRM - Electrical Maintenance | 123226-Mr Swapan Bera | 2020-07-21 | RO | 1 | TABLET;WINMATE M133W TABLET PC WLAN/BL | 6096A0012 | M | 212 | 40 | CRE1 | 121 | NB | 2 NOS | 265000 | 530000 | 2020-08-20 | 4406268717 | 10 | 2020-07-23
1002363595 | 227-CRM - Electrical Maintenance | 123226-Mr Swapan Bera | 2020-07-21 | PR | 1 | GREASE;BARIUM COMPLEX SOAP 12MM2/S AT | 5720A0093 | M | 260 | 40 | CRE1 | 133 | NB | 28 KG | 7000 | 196000 | 2020-08-20 | 920916506 | 10 | 2020-10-08
1002363723 | 227-CRM - Electrical Maintenance | 504850-ANOOP RADHEYSHYAM PANDEY | 2020-07-21 | PR | 1 | SPECIAL INSTRUMENT | 6049A0044 | M | 256 | 40 | CRE1 | 104 | NB | 1 EA | 48000 | 48000 | 2020-08-30 | 920885973 | 10 | 2020-07-23
1002364021 | 227-CRM - Electrical Maintenance | 123226-Mr Swapan Bera | 2020-07-22 | RO | 1 | ArtPaper2ColorDigitalmorethan50 | 0291A6516 | M | 274 | 40 | CRMO | 133 | NB | 1500 NOS | 4.75 | 7125 | 2020-07-22 | 4406267466 | 10 | 2020-07-23
1002364037 | 227-CRM - Electrical Maintenance | 123226-Mr Swapan Bera | 2020-07-22 | RO | 2 | Art PaperDigitaldoublemorethan50 nos | 0291A6505 | M | 274 | 40 | CR01 | 133 | NB | 3000 NOS | 2.64 | 7920 | 2020-07-22 | 4406267431 | 10 | 2020-07-23
1002364037 | 227-CRM - Electrical Maintenance | 123226-Mr Swapan Bera | 2020-07-22 | RO | 3 | Wiro Binding more than 100 sheets | 0291A6534 | M | 274 | 40 | CRMO | 133 | NB | 30 NOS | 31.35 | 940.5 | 2020-07-22 | 4406267431 | 20 | 2020-07-23
1002364305 | 227-CRM - Electrical Maintenance | 153574-Pankaj Kumar | 2020-07-22 | PR | 2 | CRANE SAFETY LED SPOT LIGHT II-SPOT-LED | 5953A0300 | M | 290 | 40 | CR01 | 104 | NB | 1 NOS | 16500 | 16500 | 2020-08-30 | 920891123 | 10 | 2020-08-05
1002364455 | 227-CRM - Electrical Maintenance | 154844-JEEVAN JYOTI JENA | 2020-07-23 | RO | 1 | BATTERY CHARGER 2 NOS FLOAT CUM BOOST | 0960A0094 | M | 221 | 40 | CRE1 | 101 | NB | 1 NOS | 359900 | 359900 | 2020-08-22 | 4406305885 | 10 | 2020-08-01
1002364579 | 227-CRM - Electrical Maintenance | 154844-JEEVAN JYOTI JENA | 2020-07-23 | PR | 1 | CARTRIDGE BROTHER INKJET MFC-J3520 L | 5309A0723 | M | 212 | 40 | CRE1 | 121 | NB | 1 NOS | 744.66 | 744.66 | 2020-09-06 | 920885980 | 10 | 2020-07-23
1002364579 | 227-CRM - Electrical Maintenance | 154844-JEEVAN JYOTI JENA | 2020-07-23 | PR | 2 | CARTRIDGE BROTHER INKJET MFC-J3520 L | 5309A0730 | M | 212 | 40 | CRE1 | 121 | NB | 1 NOS | 744.66 | 744.66 | 2020-09-06 | 920885980 | 20 | 2020-07-23
1002364579 | 227-CRM - Electrical Maintenance | 154844-JEEVAN JYOTI JENA | 2020-07-23 | PR | 3 | CARTRIDGE BROTHER INKJET MFC-J3520 L | 5309A0731 | M | 212 | 40 | CRE1 | 121 | NB | 1 NOS | 744.66 | 744.66 | 2020-09-06 | 920885980 | 30 | 2020-07-23
1002364579 | 227-CRM - Electrical Maintenance | 154844-JEEVAN JYOTI JENA | 2020-07-23 | PR | 4 | CARTRIDGE BROTHER INKJET MFC-J3520 L | 5309A0732 | M | 212 | 40 | CRE1 | 121 | NB | 1 NOS | 880.59 | 880.59 | 2020-09-06 | 920885980 | 40 | 2020-07-23
1002365276 | 227-CRM - Electrical Maintenance | 121461-R K Sachan | 2020-07-24 | RO | 1 | SUGAR | 1044A0020 | M | 218 | 40 | CRMO | 133 | NB | 18 KG | 42 | 756 | 2020-07-24 | 4406344512 | 10 | 2020-08-10
1002365276 | 227-CRM - Electrical Maintenance | 121461-R K Sachan | 2020-07-24 | RO | 2 | CANTEEN EDIBLES ( milk ) | 1044A0051 | M | 218 | 40 | CRMO | 133 | NB | 24 KG | 449.63 | 10791.12 | 2020-07-24 | 4406344512 | 20 | 2020-08-10
1002365276 | 227-CRM - Electrical Maintenance | 121461-R K Sachan | 2020-07-24 | RO | 3 | CANTEEN EDIBLES TATA TEA | 1044A0053 | M | 218 | 40 | CRMO | 133 | NB | 5 KG | 350.55 | 1752.75 | 2020-07-24 | 4406344512 | 30 | 2020-08-10
1002366278 | 227-CRM - Electrical Maintenance | 504850-ANOOP RADHEYSHYAM PANDEY | 2020-07-27 | PR | 1 | BATERY;NI-CD UPS 1.2 V57 AMHBOLT- ON | 5537A0333 | M | 221 | 40 | CRE1 | 104 | NB | 2 NOS | 12000 | 24000 | 2020-08-30 | 920895840 | 10 | 2020-08-17
1002366855 | 227-CRM - Electrical Maintenance | 121461-R K Sachan | 2020-07-27 | PR | 1 | FIELD SNSR;PHOTO SENSORIFM10-36VDC | 5700A0633 | M | 256 | 40 | CRE1 | 101 | NP | 7 NOS | 7500 | 52500 | 2020-08-26 | 970333787 | 10 | 2020-11-04
1002366855 | 227-CRM - Electrical Maintenance | 121461-R K Sachan | 2020-07-27 | PR | 2 | OPTL PHSNSR;SENSORLAZERRED10 TO 30 | 5940A0008 | M | 256 | 40 | CRE1 | 101 | NP | 8 NOS | 6500 | 52000 | 2020-09-10 | 970333787 | 20 | 2020-11-04
1002367656 | 227-CRM - Electrical Maintenance | 504850-ANOOP RADHEYSHYAM PANDEY | 2020-07-28 | PR | 1 | COUPLNG;PLG COUPLING FOR MOTOR ENCODER | 5580A1808 | M | 215 | 40 | CRE1 | 100 | NP | 2 NOS | 74231 | 148462 | 2020-08-20 | 970321056 | 10 | 2020-08-10
1002369064 | 227-CRM - Electrical Maintenance | 154844-JEEVAN JYOTI JENA | 2020-07-30 | PR | 1 | 42 PIN PLUG SOCKET HEATEX ELECTRICALS | 5872A2481 | M | 234 | 40 | CRE1 | 101 | NP | 25 SET | 15511.6 | 387790 | 2020-08-29 | 970329726 | 10 | 2020-10-08
1002369688 | 227-CRM - Electrical Maintenance | 154844-JEEVAN JYOTI JENA | 2020-07-31 | PR | 1 | LAMP;LED WELL GLASS 40 WSCREW E27 240 | 5838A0510 | M | 229 | 40 | CRE1 | 104 | NB | 100 NOS | 530 | 53000 | 2020-09-29 | 920889553 | 10 | 2020-08-01
1002369996 | 227-CRM - Electrical Maintenance | 121461-R K Sachan | 2020-08-01 | RO | 1 | LUMR;FLOOD LIGHT300WAC140 - 270VYES | 6093A0042 | M | 229 | 40 | CRE1 | 101 | NB | 20 NOS | 7980 | 159600 | 2020-08-31 | 4406405938 | 10 | 2020-08-25
1002370365 | 227-CRM - Electrical Maintenance | 121461-R K Sachan | 2020-08-03 | PR | 1 | ELECT CNNTR;FEMALEPROXIMITY CONNECTOR | 5615A0043 | M | 239 | 40 | CRE1 | 104 | NB | 40 NOS | 400 | 16000 | 2020-08-31 | 920891454 | 10 | 2020-08-06
1002370866 | 227-CRM - Electrical Maintenance | 149487-ABHAY KUMAR MANDAL | 2020-08-04 | RO | 1 | SUGAR | 1044A0020 | M | 218 | 40 | CRMO | 133 | NB | 12 KG | 42 | 504 | 2020-08-04 | 4406418685 | 10 | 2020-08-28
1002370866 | 227-CRM - Electrical Maintenance | 149487-ABHAY KUMAR MANDAL | 2020-08-04 | RO | 2 | CANTEEN EDIBLES ( milk ) | 1044A0051 | M | 218 | 40 | CRMO | 133 | NB | 16 KG | 449.63 | 7194.08 | 2020-08-04 | 4406418685 | 20 | 2020-08-28
1002370866 | 227-CRM - Electrical Maintenance | 149487-ABHAY KUMAR MANDAL | 2020-08-04 | RO | 3 | CANTEEN EDIBLES TATA TEA | 1044A0053 | M | 218 | 40 | CRMO | 133 | NB | 6 KG | 350.55 | 2103.3 | 2020-08-04 | 4406418685 | 30 | 2020-08-28
1002371633 | 227-CRM - Electrical Maintenance | 504850-ANOOP RADHEYSHYAM PANDEY | 2020-08-05 | PR | 1 | BATTERY;SMFUPS12V26AMHBOLT- ON50oC | 5537A0183 | M | 221 | 40 | CRE1 | 104 | NB | 26 NOS | 1559.67 | 40551.42 | 2020-08-30 | 920891115 | 10 | 2020-08-05
1002371872 | 227-CRM - Electrical Maintenance | 504850-ANOOP RADHEYSHYAM PANDEY | 2020-08-05 | PR | 1 | LOAD CEL 20M PTFE TEFLON CABLE ABB 3BS | 5512A0235 | M | 308 | 40 | CRE1 | 101 | NP | 1 NOS | 3500000 | 3500000 | 2020-11-30 | 970322750 | 10 | 2020-08-21
1002371891 | 227-CRM - Electrical Maintenance | 154844-JEEVAN JYOTI JENA | 2020-08-05 | PR | 1 | BATTERY;LEAD ACIDPOWER BACK UP12V | 5537A0180 | M | 221 | 40 | CRE1 | 101 | NB | 45 NOS | 5000 | 225000 | 2020-09-04 | 920891224 | 10 | 2020-08-05
1002371892 | 227-CRM - Electrical Maintenance | 504850-ANOOP RADHEYSHYAM PANDEY | 2020-08-05 | PR | 2 | OPTL PHSNSR | 5940A0021 | M | 256 | 40 | CRE1 | 104 | NB | 5 EA | 9800 | 49000 | 2020-09-04 | 920891465 | 10 | 2020-08-06
1002371910 | 227-CRM - Electrical Maintenance | 504850-ANOOP RADHEYSHYAM PANDEY | 2020-08-05 | PR | 1 | PNL;LOCAL CONTROL NO SPECIAL FEATURES | 5964A0126 | M | 231 | 40 | CRE1 | 104 | NB | 4 NOS | 12400 | 49600 | 2020-09-04 | 920893113 | 10 | 2020-08-10
1002371963 | 227-CRM - Electrical Maintenance | 504850-ANOOP RADHEYSHYAM PANDEY | 2020-08-05 | PR | 1 | FIELD SNSR;LASERLEUZE ELECTRONIC24VDC | 5700A0582 | M | 256 | 40 | CRE1 | 104 | NP | 3 NOS | 26950 | 80850 | 2020-09-04 | 970320884 | 10 | 2020-08-08
1002373228 | 227-CRM - Electrical Maintenance | 198458-ANUPAM ANAND DUBEY | 2020-08-07 | RO | 1 | Metallic Spiral Binding upto 100 sheets | 0291A6453 | M | 274 | 40 | CRE1 | 133 | NB | 4 NOS | 7.22 | 28.88 | 2020-08-07 | 4406344511 | 10 | 2020-08-10
1002373228 | 227-CRM - Electrical Maintenance | 198458-ANUPAM ANAND DUBEY | 2020-08-07 | RO | 2 | Art PaperDigitalsinglesideupto 50 nos | 0291A6502 | M | 274 | 40 | CR01 | 133 | NB | 900 NOS | 2.02 | 1818 | 2020-08-07 | 4406344511 | 20 | 2020-08-10
1002373228 | 227-CRM - Electrical Maintenance | 198458-ANUPAM ANAND DUBEY | 2020-08-07 | RO | 3 | ArtPaper4ColorDigi.singlemorethan50 | 0291A6528 | M | 274 | 40 | CRE1 | 133 | NB | 650 NOS | 6.65 | 4322.5 | 2020-08-07 | 4406344511 | 30 | 2020-08-10
1002373228 | 227-CRM - Electrical Maintenance | 198458-ANUPAM ANAND DUBEY | 2020-08-07 | RO | 4 | Art Paper4ColorDigitaldblemorethan50 | 0291A6530 | M | 274 | 40 | CRMO | 133 | NB | 950 NOS | 12.35 | 11732.5 | 2020-08-07 | 4406344511 | 40 | 2020-08-10
1002373448 | 227-CRM - Electrical Maintenance | 504850-ANOOP RADHEYSHYAM PANDEY | 2020-08-08 | RO | 1 | TABLET;WINMATE M133W TABLET PC WLAN/BL | 6096A0012 | M | 212 | 40 | CRE1 | 121 | NB | 2 NOS | 265000 | 530000 | 2020-09-07 | 4406335686 | 10 | 2020-08-08
1002373664 | 227-CRM - Electrical Maintenance | 504850-ANOOP RADHEYSHYAM PANDEY | 2020-08-08 | PR | 1 | CNTRLR;Temperature Controller | 5495A0131 | M | 240 | 40 | CR01 | 101 | NB | 4 NOS | 30000 | 120000 | 2020-09-20 | 920895189 | 10 | 2020-08-15
1002374782 | 227-CRM - Electrical Maintenance | 121461-R K Sachan | 2020-08-11 | PR | 2 | DIGITAL INPUT CARD ALLEN BRADLEY 1746- | 5620A3226 | M | 240 | 40 | CRE1 | 101 | NP | 1 NOS | 24300 | 24300 | 2020-09-10 | 970321529 | 10 | 2020-08-12
1002374782 | 227-CRM - Electrical Maintenance | 121461-R K Sachan | 2020-08-11 | PR | 3 | ANALOG OUTPUT MODEL ALLEN BRADLEY 1746 | 5620A3453 | M | 240 | 40 | CRE1 | 101 | NP | 1 NOS | 184100 | 184100 | 2020-09-10 | 970321529 | 20 | 2020-08-12
1002374782 | 227-CRM - Electrical Maintenance | 121461-R K Sachan | 2020-08-11 | PR | 4 | PROFIBUS SCANNER ALLEN BRADLEY SST-PFB | 5620A3455 | M | 240 | 40 | CRE1 | 101 | NP | 1 NOS | 300000 | 300000 | 2020-09-10 | 970321529 | 30 | 2020-08-12
1002374782 | 227-CRM - Electrical Maintenance | 121461-R K Sachan | 2020-08-11 | PR | 5 | PLC SPRRELAY OUTPUT MODULEALLEN BRADEL | 5620A0129 | M | 240 | 40 | CRE1 | 101 | NP | 1 NOS | 32400 | 32400 | 2020-09-10 | 970321529 | 40 | 2020-08-12
1002374786 | 227-CRM - Electrical Maintenance | 149329-RAVI SHEKHAR | 2020-08-11 | PR | 1 | PROCESSOR BACKUP BATTERY HONEYWELL TC- | 5584A0177 | M | 240 | 40 | CRE1 | 104 | NP | 4 NOS | 4000 | 16000 | 2020-09-10 | 970321530 | 10 | 2020-08-12
1002374829 | 227-CRM - Electrical Maintenance | 121461-R K Sachan | 2020-08-11 | PR | 1 | SPL HOSE;NON METALLIC HFIT002275-SPL I | 5803A1409 | M | 254 | 40 | CR01 | 104 | NP | 200 FT | 83 | 16600 | 2020-09-10 | 970321527 | 10 | 2020-08-12
1002374829 | 227-CRM - Electrical Maintenance | 121461-R K Sachan | 2020-08-11 | PR | 2 | SPL HOSE;NON METALLIC FFIT002256-SPL I | 5803A1410 | M | 254 | 40 | CR01 | 104 | NP | 300 FT | 59 | 17700 | 2020-09-10 | 970321527 | 20 | 2020-08-12
1002374892 | 227-CRM - Electrical Maintenance | 504850-ANOOP RADHEYSHYAM PANDEY | 2020-08-11 | PR | 1 | SPAREINSTRUMENTATION;VORTEX COOLER | 5956A0058 | M | 256 | 40 | CRE1 | 101 | NP | 5 NOS | 46847.95 | 234239.75 | 2020-08-30 | 970322094 | 10 | 2020-08-17
1002375003 | 227-CRM - Electrical Maintenance | 153574-Pankaj Kumar | 2020-08-11 | RO | 1 | MCCB;32A3415V50KAAC50HZ1NO+1NC | 5509A0316 | M | 234 | 40 | CRE1 | 101 | NB | 30 NOS | 6467.5 | 194025 | 2020-09-10 | 4406602877 | 10 | 2020-10-11
1002375005 | 227-CRM - Electrical Maintenance | 504850-ANOOP RADHEYSHYAM PANDEY | 2020-08-11 | RO | 1 | CAT6 RJ45 JACK MALE UNSHIELDED | 6013A0001 | M | 212 | 40 | CRE1 | 121 | NB | 100 PCE | 6.5 | 650 | 2020-08-11 | 4406352124 | 10 | 2020-08-12
1002375005 | 227-CRM - Electrical Maintenance | 504850-ANOOP RADHEYSHYAM PANDEY | 2020-08-11 | RO | 2 | NW SPARES;CAT-6 UTP FRPVC JACKET LSZH | 6186A0124 | M | 212 | 40 | CR01 | 121 | NB | 2 NOS | 5360 | 10720 | 2020-09-10 | 4406352123 | 10 | 2020-08-12
1002375005 | 227-CRM - Electrical Maintenance | 504850-ANOOP RADHEYSHYAM PANDEY | 2020-08-11 | RO | 4 | NW SPARES;SC-SC FO PATCH CORD OS2 SM 3M | 6186A0146 | M | 212 | 40 | CRE1 | 121 | NB | 10 NOS | 1270 | 12700 | 2020-08-11 | 4406352123 | 20 | 2020-08-12
1002375005 | 227-CRM - Electrical Maintenance | 504850-ANOOP RADHEYSHYAM PANDEY | 2020-08-11 | RO | 6 | NETWORK TRANSRECEIVER;D-LINK / DIGISOL | 6016A0001 | M | 212 | 40 | CRE1 | 121 | NB | 8 NOS | 3059 | 24472 | 2020-08-11 | 4406352124 | 20 | 2020-08-12
1002375139 | 227-CRM - Electrical Maintenance | 123226-Mr Swapan Bera | 2020-08-11 | PR | 1 | AC MOTR;7.5KW415 V AC +10/-15% | 5900A0916 | M | 230 | 40 | CRE1 | 104 | NB | 2 NOS | 30000 | 60000 | 2020-08-31 | 920917618 | 10 | 2020-10-11
1002375460 | 227-CRM - Electrical Maintenance | 123226-Mr Swapan Bera | 2020-08-12 | PR | 1 | DCS SPRCABLE TERMINATORALLEN BRADLEYP | 5584A0016 | M | 240 | 40 | CRE1 | 101 | NP | 4 NOS | 70000 | 280000 | 2020-09-11 | 970330186 | 10 | 2020-10-12
1002376179 | 227-CRM - Electrical Maintenance | 504850-ANOOP RADHEYSHYAM PANDEY | 2020-08-13 | PR | 1 | SPL INST;ROLL INSPECTION CONTROLLER CO | 6049A0168 | M | 256 | 40 | CRE1 | 107 | NB | 1 NOS | 1600000 | 1600000 | 2020-11-11 | 920901248 | 10 | 2020-08-31
1002376188 | 227-CRM - Electrical Maintenance | 504850-ANOOP RADHEYSHYAM PANDEY | 2020-08-13 | PR | 2 | RTD FOR PICKLING TANK TOSHNIWAL INDUSTR | 6130A0204 | M | 256 | 40 | CRE1 | 104 | NP | 4 NOS | 7196.23 | 28784.92 | 2020-08-28 | 970322109 | 10 | 2020-08-17
1002376326 | 227-CRM - Electrical Maintenance | 121461-R K Sachan | 2020-08-13 | PR | 1 | LAB APPRTS;WIDE MOUTH BOTTLE60-MLHDPE | 5863A0208 | M | 257 | 40 | CRE1 | 104 | NB | 100 NOS | 20 | 2000 | 2020-08-31 | 920894689 | 10 | 2020-08-14
1002376500 | 227-CRM - Electrical Maintenance | 504850-ANOOP RADHEYSHYAM PANDEY | 2020-08-14 | PR | 1 | CNTRLR;Temperature Controller | 5495A0120 | M | 240 | 40 | CRE1 | 101 | NB | 7 NOS | 38358.22 | 268507.54 | 2020-09-30 | 920917625 | 10 | 2020-10-11
1002376502 | 227-CRM - Electrical Maintenance | 504850-ANOOP RADHEYSHYAM PANDEY | 2020-08-14 | PR | 1 | PR SW;PIEZOELECTRIC RESISTIVE SENSOR 0- | 5499A0275 | M | 256 | 40 | CRE1 | 104 | NB | 2 NOS | 17900.71 | 35801.42 | 2020-08-31 | 920894693 | 10 | 2020-08-14
1002376503 | 227-CRM - Electrical Maintenance | 504850-ANOOP RADHEYSHYAM PANDEY | 2020-08-14 | PR | 1 | FLW SW;FLOW SWITCH STEEL 0-3 BARMAX. | 5601A0057 | M | 256 | 40 | CRE1 | 104 | NB | 1 NOS | 19663 | 19663 | 2020-08-30 | 920917251 | 10 | 2020-10-10
1002376504 | 227-CRM - Electrical Maintenance | 504850-ANOOP RADHEYSHYAM PANDEY | 2020-08-14 | PR | 1 | AIR FILTER 600 NM3/HR25 MMFEMALE THRE | 5008A0054 | M | 282 | 40 | CRE1 | 104 | NB | 15 NOS | 3031.6 | 45474 | 2020-08-31 | 920894686 | 10 | 2020-08-14
1002376505 | 227-CRM - Electrical Maintenance | 504850-ANOOP RADHEYSHYAM PANDEY | 2020-08-14 | PR | 1 | MCCB;400A3690V50KAAC/DC50HZ | 5509A0324 | M | 234 | 40 | CRE1 | 101 | NB | 1 NOS | 26192.6 | 26192.6 | 2020-08-30 | 920898680 | 10 | 2020-08-24
1002376505 | 227-CRM - Electrical Maintenance | 504850-ANOOP RADHEYSHYAM PANDEY | 2020-08-14 | PR | 2 | MCCB;250A3690V55KAAC/DC50HZ | 5509A0331 | M | 234 | 40 | CRE1 | 101 | NB | 5 NOS | 23000 | 115000 | 2020-08-30 | 920898680 | 20 | 2020-08-24
1002376506 | 227-CRM - Electrical Maintenance | 504850-ANOOP RADHEYSHYAM PANDEY | 2020-08-14 | PR | 1 | COMN MODM;RS 232 TO RS 422/485 CONVERTER | 5652A0045 | M | 292 | 40 | CRE1 | 104 | NB | 2 NOS | 7000 | 14000 | 2020-08-31 | 920894703 | 10 | 2020-08-14
1002377073 | 227-CRM - Electrical Maintenance | 153574-Pankaj Kumar | 2020-08-14 | PR | 1 | VECOW CONTROLLER DANIELI ECS-8000 | 5620A3460 | M | 240 | 40 | CRE1 | 101 | NP | 1 NOS | 500000 | 500000 | 2020-09-13 | 970329638 | 10 | 2020-10-08
1002377133 | 227-CRM - Electrical Maintenance | 504850-ANOOP RADHEYSHYAM PANDEY | 2020-08-14 | PR | 1 | PR SWTCH;INTEGRATED PRESSURE CELL | 5499A0203 | M | 256 | 40 | CRE1 | 104 | NB | 2 NOS | 22657.5 | 45315 | 2020-09-30 | 920895819 | 10 | 2020-08-17
1002377144 | 227-CRM - Electrical Maintenance | 504850-ANOOP RADHEYSHYAM PANDEY | 2020-08-14 | PR | 1 | FLOT SW;FLOAT SWITCH 0-2500 MMPVDF FL | 5471A0024 | M | 256 | 40 | CRE1 | 104 | NB | 2 NOS | 24980 | 49960 | 2020-09-30 | 920917254 | 10 | 2020-10-10
1002377147 | 227-CRM - Electrical Maintenance | 504850-ANOOP RADHEYSHYAM PANDEY | 2020-08-14 | PR | 1 | FLOT SW;FLOAT SWITCH MEDIUM SS 316 FL | 5471A0022 | M | 256 | 40 | CRE1 | 104 | NB | 1 NOS | 24950 | 24950 | 2020-09-30 | 920895812 | 10 | 2020-08-17
1002377147 | 227-CRM - Electrical Maintenance | 504850-ANOOP RADHEYSHYAM PANDEY | 2020-08-14 | PR | 2 | FLOT SW;FLOAT SWITCH MEDIUM PVDF FLAN | 5471A0023 | M | 256 | 40 | CRE1 | 104 | NB | 1 NOS | 24950 | 24950 | 2020-09-30 | 920895812 | 20 | 2020-08-17
1002377157 | 227-CRM - Electrical Maintenance | 504850-ANOOP RADHEYSHYAM PANDEY | 2020-08-14 | PR | 1 | SPL SEALING MATRL HGH TEMP SILO COATINS | 5798A0302 | M | 279 | 40 | CRE1 | 107 | NP | 100 M | 450 | 45000 | 2020-09-13 | 970323434 | 10 | 2020-08-26
1002377157 | 227-CRM - Electrical Maintenance | 504850-ANOOP RADHEYSHYAM PANDEY | 2020-08-14 | PR | 3 | SPL SEALING MATRL PYRO ELECTRO SLEEVE 2 | 5798A0303 | M | 279 | 40 | CRE1 | 107 | NP | 100 M | 755 | 75500 | 2020-09-13 | 970323434 | 20 | 2020-08-26
1002377157 | 227-CRM - Electrical Maintenance | 504850-ANOOP RADHEYSHYAM PANDEY | 2020-08-14 | PR | 4 | SPL SEALING MATRL ;HIGH TEMP SLEEVE | 5798A0820 | M | 279 | 40 | CRE1 | 107 | NP | 50 M | 1645 | 82250 | 2020-09-13 | 970323434 | 30 | 2020-08-26
1002377157 | 227-CRM - Electrical Maintenance | 504850-ANOOP RADHEYSHYAM PANDEY | 2020-08-14 | PR | 5 | HIGH TEMP SLEEVE HI -TECH STYLE HT-86/ | 5798A0910 | M | 279 | 40 | CRE1 | 107 | NP | 100 M | 1315.5 | 131550 | 2020-09-13 | 970323434 | 40 | 2020-08-26
1002377157 | 227-CRM - Electrical Maintenance | 504850-ANOOP RADHEYSHYAM PANDEY | 2020-08-14 | PR | 6 | PYRO ELECTRO SLEEVE 20 MM HI -TECH STY | 5798A0914 | M | 279 | 40 | CRE1 | 107 | NP | 35 M | 599 | 20965 | 2020-09-13 | 970323434 | 50 | 2020-08-26
1002377163 | 227-CRM - Electrical Maintenance | 504850-ANOOP RADHEYSHYAM PANDEY | 2020-08-14 | PR | 1 | WIRELESS PHOTOHEAD BANNER PLTCM EQUIPM | 5956A2625 | M | 256 | 40 | CRE1 | 104 | NP | 2 NOS | 20175 | 40350 | 2020-09-30 | 970330209 | 10 | 2020-10-12
1002377163 | 227-CRM - Electrical Maintenance | 504850-ANOOP RADHEYSHYAM PANDEY | 2020-08-14 | PR | 2 | WIRELESS PHOTOHEAD GATEWAY BANNER PLTC | 5956A2628 | M | 256 | 40 | CRE1 | 104 | NP | 1 NOS | 20175 | 20175 | 2020-09-30 | 970330209 | 20 | 2020-10-12
1002377163 | 227-CRM - Electrical Maintenance | 504850-ANOOP RADHEYSHYAM PANDEY | 2020-08-14 | PR | 3 | WIRELESS PHOTOHEAD BATTERY BANNER PLTC | 5956A2631 | M | 256 | 40 | CRE1 | 104 | NP | 2 NOS | 1875 | 3750 | 2020-09-30 | 970330209 | 30 | 2020-10-12
1002377164 | 227-CRM - Electrical Maintenance | 504850-ANOOP RADHEYSHYAM PANDEY | 2020-08-14 | PR | 1 | EXTN BRDCABLE DRUM (POWER)30M3C X 2.5 | 5718A0001 | M | 227 | 40 | CRE1 | 104 | NB | 5 SET | 8469.51 | 42347.55 | 2020-09-13 | 920919173 | 10 | 2020-10-15
1002377166 | 227-CRM - Electrical Maintenance | 504850-ANOOP RADHEYSHYAM PANDEY | 2020-08-14 | PR | 1 | INST SPR;PH PROBEBURKERTPH SENSOR | 5956A1495 | M | 256 | 40 | CRE1 | 101 | NP | 1 PCE | 26026.18 | 26026.18 | 2020-09-30 | 970330187 | 10 | 2020-10-12
1002377166 | 227-CRM - Electrical Maintenance | 504850-ANOOP RADHEYSHYAM PANDEY | 2020-08-14 | PR | 2 | INST SPR;MULTICHANNEL CONTROLLER | 5956A1497 | M | 256 | 40 | CRE1 | 101 | NP | 1 PCE | 93434.76 | 93434.76 | 2020-09-30 | 970330187 | 20 | 2020-10-12
1002377166 | 227-CRM - Electrical Maintenance | 504850-ANOOP RADHEYSHYAM PANDEY | 2020-08-14 | PR | 3 | MULTICHANNEL CONTROLLER BURKERT CONTRO | 5956A2558 | M | 256 | 40 | CRE1 | 101 | NP | 1 PCE | 65280.1 | 65280.1 | 2020-09-30 | 970330187 | 30 | 2020-10-12
1002377166 | 227-CRM - Electrical Maintenance | 504850-ANOOP RADHEYSHYAM PANDEY | 2020-08-14 | PR | 4 | PH/O.R.P COAXIAL CABLE BURKERT UNITROD | 5956A2559 | M | 256 | 40 | CRE1 | 101 | NP | 1 PCE | 11267.8 | 11267.8 | 2020-09-30 | 970330187 | 40 | 2020-10-12
1002377166 | 227-CRM - Electrical Maintenance | 504850-ANOOP RADHEYSHYAM PANDEY | 2020-08-14 | PR | 5 | PT1000/LIQUID EARTH ROD 4-WIRE BURKERT | 5956A2560 | M | 256 | 40 | CRE1 | 101 | NP | 1 PCE | 11267.8 | 11267.8 | 2020-09-30 | 970330187 | 50 | 2020-10-12
1002377166 | 227-CRM - Electrical Maintenance | 504850-ANOOP RADHEYSHYAM PANDEY | 2020-08-14 | PR | 6 | PT1000/LIQUID EARTH ROD IN SS BURKERT | 5956A2561 | M | 256 | 40 | CRE1 | 101 | NP | 1 PCE | 20002.2 | 20002.2 | 2020-09-30 | 970330187 | 60 | 2020-10-12
1002377166 | 227-CRM - Electrical Maintenance | 504850-ANOOP RADHEYSHYAM PANDEY | 2020-08-14 | PR | 7 | PT1000/LIQUID EARTH ROD IN SS BURKERT | 5956A2562 | M | 256 | 40 | CRE1 | 101 | NP | 1 PCE | 9768.96 | 9768.96 | 2020-09-30 | 970330187 | 70 | 2020-10-12
1002377166 | 227-CRM - Electrical Maintenance | 504850-ANOOP RADHEYSHYAM PANDEY | 2020-08-14 | PR | 8 | SENSOR SEALING GASKET BURKERT PH PROBE | 5956A2564 | M | 256 | 40 | CRE1 | 101 | NP | 1 PCE | 539.54 | 539.54 | 2020-09-30 | 970330187 | 80 | 2020-10-12
1002377266 | 227-CRM - Electrical Maintenance | 504850-ANOOP RADHEYSHYAM PANDEY | 2020-08-15 | PR | 1 | LVEL SNSR;RADAR TYPE LEVEL SENSOR RADAR | 6189A0006 | M | 256 | 40 | CRE1 | 104 | NB | 1 NOS | 98000 | 98000 | 2020-10-30 | 920917622 | 10 | 2020-10-11
1002377353 | 227-CRM - Electrical Maintenance | 504850-ANOOP RADHEYSHYAM PANDEY | 2020-08-15 | PR | 1 | ED USER COM SPR;PCI/PCIe LAN Card | 5309A0086 | M | 212 | 40 | CRE1 | 104 | NB | 2 NOS | 3000 | 6000 | 2020-08-30 | 920895718 | 10 | 2020-08-17
1002377366 | 227-CRM - Electrical Maintenance | 504850-ANOOP RADHEYSHYAM PANDEY | 2020-08-15 | PR | 1 | CHEMICAL SPL;CONDUCTIVITY BUFFER SOLUTIO | 5741A1385 | M | 210 | 40 | CRE1 | 104 | NB | 1000 ML | 48 | 48000 | 2020-09-30 | 920895820 | 10 | 2020-08-17
1002377403 | 227-CRM - Electrical Maintenance | 504850-ANOOP RADHEYSHYAM PANDEY | 2020-08-16 | PR | 1 | THRMPCL;PT-RH 10%PT SIMPLEX CERAMIC 0 | 5671A0208 | M | 256 | 40 | CRE1 | 104 | NB | 10 NOS | 3500 | 35000 | 2020-09-30 | 920895842 | 10 | 2020-08-17
1002379258 | 227-CRM - Electrical Maintenance | 504850-ANOOP RADHEYSHYAM PANDEY | 2020-08-19 | PR | 1 | LASER DIS.MEAS.DEVICE FERROTRON LASER | 5956A2084 | M | 256 | 40 | CRE1 | 107 | NP | 2 NOS | 650000 | 1300000 | 2020-10-30 | 970330207 | 10 | 2020-10-12
1002379978 | 227-CRM - Electrical Maintenance | 123226-Mr Swapan Bera | 2020-08-21 | PR | 1 | MOTOR&ACCESMOTORLOI THERMPROCESSGERMA | 5623A0266 | M | 230 | 40 | CRE1 | 107 | NP | 8 NOS | 359325 | 2874600 | 2020-10-05 | 970331307 | 10 | 2020-10-19
1002380816 | 227-CRM - Electrical Maintenance | 504850-ANOOP RADHEYSHYAM PANDEY | 2020-08-22 | PR | 1 | SPL CBL;XRAY GENERATOR CABLETOSHIBA | 6045A0003 | M | 222 | 40 | CRE1 | 107 | NP | 1 NOS | 162875.93 | 162875.93 | 2020-11-30 | 970331290 | 10 | 2020-10-19
1002380816 | 227-CRM - Electrical Maintenance | 504850-ANOOP RADHEYSHYAM PANDEY | 2020-08-22 | PR | 2 | SPL CBL;XRAY SIGNAL CABLETOSHIBA | 6045A0004 | M | 222 | 40 | CRE1 | 107 | NP | 1 NOS | 141631 | 141631 | 2020-11-30 | 970331290 | 20 | 2020-10-19
1002380816 | 227-CRM - Electrical Maintenance | 504850-ANOOP RADHEYSHYAM PANDEY | 2020-08-22 | PR | 3 | SPL CBL;XRAY CARRIAGE CABLETOSHIBA | 6045A0005 | M | 222 | 40 | CRE1 | 107 | NP | 1 NOS | 184120 | 184120 | 2020-11-30 | 970331290 | 30 | 2020-10-19
1002380816 | 227-CRM - Electrical Maintenance | 504850-ANOOP RADHEYSHYAM PANDEY | 2020-08-22 | PR | 4 | SPL CBL;XRAY GENERATOR DRIVE CABLE | 6045A0006 | M | 222 | 40 | CRE1 | 107 | NP | 2 NOS | 375370 | 750740 | 2020-11-30 | 970331290 | 40 | 2020-10-19
1002380816 | 227-CRM - Electrical Maintenance | 504850-ANOOP RADHEYSHYAM PANDEY | 2020-08-22 | PR | 5 | SPL CBL;XRAY DETECOR SIGNAL CABLE | 6045A0007 | M | 222 | 40 | CRE1 | 107 | NP | 2 NOS | 205365 | 410730 | 2020-11-30 | 970331290 | 50 | 2020-10-19
1002380816 | 227-CRM - Electrical Maintenance | 504850-ANOOP RADHEYSHYAM PANDEY | 2020-08-22 | PR | 6 | SPL CBL;XRAY CALLIBRATION UNIT CABLE | 6045A0008 | M | 222 | 40 | CRE1 | 107 | NP | 1 NOS | 226609 | 226609 | 2020-11-30 | 970331290 | 60 | 2020-10-19
1002382750 | 227-CRM - Electrical Maintenance | 123226-Mr Swapan Bera | 2020-08-26 | PR | 1 | BY-PASS MOTOR SPARE LOI THERMPROCESSG | 5623A0941 | M | 230 | 40 | CRE1 | 107 | NP | 10 SET | 50305.5 | 503055 | 2020-10-25 | 970342046 | 10 | 2020-12-29
1002382900 | 227-CRM - Electrical Maintenance | 504850-ANOOP RADHEYSHYAM PANDEY | 2020-08-27 | PR | 1 | LMT SW;COUNTER WEIGHT NORMAL COUNTER W | 5613A0310 | M | 234 | 40 | CRE1 | 104 | NB | 4 NOS | 12000 | 48000 | 2020-09-26 | 920917262 | 10 | 2020-10-10
1002384048 | 227-CRM - Electrical Maintenance | 504850-ANOOP RADHEYSHYAM PANDEY | 2020-08-28 | PR | 1 | CONTOL PANEL FOR SENSOR VIRTUAL O1D105 | 6128A0010 | M | 256 | 40 | CRE1 | 104 | NP | 4 NOS | 21500 | 86000 | 2020-09-27 | 970358824 | 10 | 2021-04-14
1002385710 | 227-CRM - Electrical Maintenance | 154844-JEEVAN JYOTI JENA | 2020-09-01 | PR | 1 | BATTERYSMFUPS12V42AMHBOLT-ON50-CP | 5537A0042 | M | 221 | 40 | CRE1 | 104 | NB | 26 NOS | 2776 | 72176 | 2020-10-01 | 920904575 | 10 | 2020-09-08
1002387064 | 227-CRM - Electrical Maintenance | 198458-ANUPAM ANAND DUBEY | 2020-09-03 | PR | 1 | PLC PANEL TENSIOMETER PANEL UPGRADE | 5968A0225 | M | 240 | 40 | CRE1 | 107 | NP | 1 SET | 218230.05 | 218230.05 | 2020-10-03 | 970327154 | 10 | 2020-09-21
1002388309 | 227-CRM - Electrical Maintenance | 198458-ANUPAM ANAND DUBEY | 2020-09-05 | PR | 1 | FIELD SNSR;ULTRASONIC SWITCHES | 5700A0435 | M | 234 | 40 | CRE1 | 101 | NP | 4 NOS | 35000 | 140000 | 2020-11-04 | 970330201 | 10 | 2020-10-12
1002388311 | 227-CRM - Electrical Maintenance | 198458-ANUPAM ANAND DUBEY | 2020-09-05 | PR | 1 | FLD SNSR;ULTRASONIC LEVEL PEPPERL+FUCH | 5700A0733 | M | 256 | 40 | CRE1 | 104 | NP | 5 NOS | 16480 | 82400 | 2020-10-05 | 970330218 | 10 | 2020-10-12
1002388469 | 227-CRM - Electrical Maintenance | 504850-ANOOP RADHEYSHYAM PANDEY | 2020-09-06 | PR | 1 | ENCODER;SELSYN ENCODERTAMAGAWA SIEKI | 5508A0128 | M | 240 | 40 | CRE1 | 107 | NP | 2 NOS | 400000 | 800000 | 2020-09-06 | 970330217 | 10 | 2020-10-12
1002388580 | 227-CRM - Electrical Maintenance | 152780-Sushil Kumar Tripathy | 2020-09-07 | PR | 1 | DRV MODL;4 KWCONTROL TECHNIQUES UNIDRI | 6098A0422 | M | 240 | 40 | 227R | 101 | NP | 3 NOS | 250000 | 750000 | 2020-10-10 | 970330194 | 10 | 2020-10-12
1002388580 | 227-CRM - Electrical Maintenance | 152780-Sushil Kumar Tripathy | 2020-09-07 | PR | 2 | DRV MODL;18.5 KWCONTROL TECHNIQUES UNI | 6098A0423 | M | 240 | 40 | 227R | 101 | NP | 2 NOS | 450000 | 900000 | 2020-10-10 | 970330194 | 20 | 2020-10-12
1002389210 | 227-CRM - Electrical Maintenance | 152780-Sushil Kumar Tripathy | 2020-09-07 | PR | 1 | OXYGEN ANALYSER SENSOR SERVOMEX DF-151 | 5532A1061 | M | 256 | 40 | 227R | 101 | NP | 1 NOS | 250000 | 250000 | 2020-10-07 | 970329637 | 10 | 2020-10-08
1002389210 | 227-CRM - Electrical Maintenance | 152780-Sushil Kumar Tripathy | 2020-09-07 | PR | 2 | ELECTROLYTE SOLUTION SERVOMEX DF-151E | 5532A1062 | M | 256 | 40 | CRE1 | 101 | NP | 3 NOS | 24000 | 72000 | 2020-10-07 | 970329637 | 20 | 2020-10-08
1002389210 | 227-CRM - Electrical Maintenance | 152780-Sushil Kumar Tripathy | 2020-09-07 | PR | 3 | REPLACEMENT KIT SERVOMEX DF-151E SERV | 5532A1060 | M | 256 | 40 | CRE1 | 101 | NP | 3 NOS | 6000 | 18000 | 2020-10-07 | 970329637 | 30 | 2020-10-08
1002390545 | 227-CRM - Electrical Maintenance | 198458-ANUPAM ANAND DUBEY | 2020-09-09 | PR | 1 | LMT SWTCH;ROTARYHEAVYSWITCHING4A | 5613A0260 | M | 234 | 40 | CRE1 | 101 | NP | 10 NOS | 18000 | 180000 | 2020-10-24 | 970330190 | 10 | 2020-10-12
1002390552 | 227-CRM - Electrical Maintenance | 198458-ANUPAM ANAND DUBEY | 2020-09-09 | PR | 1 | LMT SW;ROLLER LEVER HEAVY DUTY NOSCO | 5613A0276 | M | 234 | 40 | CRE1 | 101 | NP | 15 NOS | 10000 | 150000 | 2020-10-24 | 970330219 | 10 | 2020-10-12
1002390730 | 227-CRM - Electrical Maintenance | 152780-Sushil Kumar Tripathy | 2020-09-10 | PR | 1 | THRMPCL;CR/ALK TYPE SS 316 0.5 MM50 | 5671A0354 | M | 256 | 40 | CRE1 | 104 | NB | 10 NOS | 3500 | 35000 | 2020-10-25 | 920908447 | 10 | 2020-09-18
1002391047 | 227-CRM - Electrical Maintenance | 123226-Mr Swapan Bera | 2020-09-10 | PR | 1 | EL SKT/PLG;90 AAL STEEL CU 12 NOSP | 5701A0260 | M | 227 | 40 | CRE1 | 104 | NB | 1 SET | 24000 | 24000 | 2020-10-10 | 920917270 | 10 | 2020-10-10
1002392964 | 227-CRM - Electrical Maintenance | 198458-ANUPAM ANAND DUBEY | 2020-09-14 | RO | 1 | ELECTRIC KETTLE 1.8 LTR MAKE : MAHARAJA | 2398A0123 | M | 276 | 40 | CR01 | 133 | NB | 4 NOS | 1595 | 6380 | 2020-09-23 | 4406495653 | 10 | 2020-09-15
1002392972 | 227-CRM - Electrical Maintenance | 198458-ANUPAM ANAND DUBEY | 2020-09-14 | PR | 1 | ALL IN ONE LAPTOP STAND STANDARD GLA | 5914A2714 | M | 276 | 40 | CRE1 | 121 | NB | 2 NOS | 1359 | 2718 | 2020-10-14 | 920917273 | 10 | 2020-10-10
1002394327 | 227-CRM - Electrical Maintenance | 149303-Nilanjan Haldar | 2020-09-16 | PR | 1 | THRMPCL;CR/ALK TYPE SS 316 0.5 MM50 | 5671A0354 | M | 256 | 40 | CRE1 | 104 | NP | 10 NOS | 3001 | 30010 | 2020-10-01 | 970326690 | 10 | 2020-09-17
1002394772 | 227-CRM - Electrical Maintenance | 152780-Sushil Kumar Tripathy | 2020-09-17 | PR | 1 | BUSING AIR COOLED AJAX TOCCO 71271A01 | 5525A0138 | M | 226 | 40 | 227R | 133 | NP | 2 NOS | 360000 | 720000 | 2020-11-01 | 970326688 | 10 | 2020-09-17
1002395284 | 227-CRM - Electrical Maintenance | 198458-ANUPAM ANAND DUBEY | 2020-09-18 | PR | 1 | AC MOTR;IE1 132 KW415 +/- 10% VSQUIRREL | 5900A3152 | M | 230 | 40 | CRE1 | 101 | NB | 1 NOS | 450000 | 450000 | 2020-10-18 | 920920689 | 10 | 2020-10-19
1002395288 | 227-CRM - Electrical Maintenance | 198458-ANUPAM ANAND DUBEY | 2020-09-18 | PR | 1 | FIELD SNSR;TEMPOSONICMTS SENSORS24VDC | 5700A0564 | M | 256 | 40 | CRE1 | 101 | NB | 1 NOS | 170000 | 170000 | 2020-10-30 | 920917559 | 10 | 2020-10-11
1002396754 | 227-CRM - Electrical Maintenance | 152780-Sushil Kumar Tripathy | 2020-09-21 | RO | 2 | SCANNING B/W | 0798A0405 | M | 277 | 40 | CR01 | 133 | NB | 288000 IN2 | 0.03 | 8640 | 2020-09-21 | 4406523758 | 10 | 2020-09-22
1002397532 | 227-CRM - Electrical Maintenance | 149487-ABHAY KUMAR MANDAL | 2020-09-23 | RO | 1 | SUGAR | 1044A0020 | M | 218 | 40 | CRMO | 133 | NB | 12 KG | 42 | 504 | 2020-09-23 | 4406582657 | 10 | 2020-10-06
1002397532 | 227-CRM - Electrical Maintenance | 149487-ABHAY KUMAR MANDAL | 2020-09-23 | RO | 2 | CANTEEN EDIBLES ( milk ) | 1044A0051 | M | 218 | 40 | CRMO | 133 | NB | 6 KG | 449.63 | 2697.78 | 2020-09-23 | 4406582657 | 20 | 2020-10-06
1002397532 | 227-CRM - Electrical Maintenance | 149487-ABHAY KUMAR MANDAL | 2020-09-23 | RO | 3 | CANTEEN EDIBLES TATA TEA | 1044A0053 | M | 218 | 40 | CRMO | 133 | NB | 16 KG | 350.55 | 5608.8 | 2020-09-23 | 4406582657 | 30 | 2020-10-06
1002398109 | 227-CRM - Electrical Maintenance | 504850-ANOOP RADHEYSHYAM PANDEY | 2020-09-23 | PR | 1 | TABLET;WINMATE M133W TABLET PC WLAN/BL | 6096A0012 | M | 212 | 40 | CRE1 | 107 | NP | 2 NOS | 259700 | 519400 | 2020-10-23 | 970330212 | 10 | 2020-10-12
1002398114 | 227-CRM - Electrical Maintenance | 504850-ANOOP RADHEYSHYAM PANDEY | 2020-09-23 | RO | 1 | SOFTWARE;TRUE IMAGE ACRONIS CLIENT LIC | 5276A0216 | M | 212 | 40 | CRE1 | 121 | NB | 13 NOS | 3800 | 49400 | 2020-10-27 | 4406598925 | 10 | 2020-10-10
1002398584 | 227-CRM - Electrical Maintenance | 149303-Nilanjan Haldar | 2020-09-24 | PR | 1 | PCB RLY;12 VPOWER PCB RELAY 230 VAC1 | 5560A0055 | M | 239 | 40 | CRE1 | 104 | NB | 10 NOS | 210 | 2100 | 2020-09-30 | 920916100 | 10 | 2020-10-07
1002398584 | 227-CRM - Electrical Maintenance | 149303-Nilanjan Haldar | 2020-09-24 | PR | 2 | SOCKET FINDER 93.01.7.024 NO SPECIAL | 5341A0325 | M | 232 | 40 | CR01 | 104 | NB | 10 NOS | 200 | 2000 | 2020-09-30 | 920916101 | 10 | 2020-10-07
1002398623 | 227-CRM - Electrical Maintenance | 149303-Nilanjan Haldar | 2020-09-24 | PR | 1 | PROXMTY;INDUCTIVE SENSOR35MM10-30V | 5885A0309 | M | 234 | 40 | CR01 | 107 | NB | 10 NOS | 8000 | 80000 | 2020-10-24 | 920916360 | 10 | 2020-10-08
1002399280 | 227-CRM - Electrical Maintenance | 198458-ANUPAM ANAND DUBEY | 2020-09-25 | RO | 1 | SOFTWARE;TRUE IMAGE ACRONIS CLIENT LIC | 5276A0216 | M | 212 | 40 | CRE1 | 121 | NB | 2 NOS | 3800 | 7600 | 2020-09-30 | 4406553760 | 10 | 2020-09-29
1002399493 | 227-CRM - Electrical Maintenance | 504850-ANOOP RADHEYSHYAM PANDEY | 2020-09-25 | RO | 1 | PIPE;TUBE 6 MMSEAMLESS 6 M1 MMASTM | 5842A0757 | M | 281 | 40 | CRE1 | 100 | NB | 200 M | 138 | 27600 | 2020-10-25 | 4406611064 | 10 | 2020-10-13
1002399493 | 227-CRM - Electrical Maintenance | 504850-ANOOP RADHEYSHYAM PANDEY | 2020-09-25 | RO | 2 | PIPE;TUBE 12 MMSEAMLESS 6 M2 MMASTM | 5842A0759 | M | 281 | 40 | CRE1 | 100 | NB | 400 M | 235 | 94000 | 2020-10-25 | 4406611064 | 20 | 2020-10-13
1002399493 | 227-CRM - Electrical Maintenance | 504850-ANOOP RADHEYSHYAM PANDEY | 2020-09-25 | RO | 4 | MALE CONNECTOR MALE CONNECTOR 1/2 INCH | 5871A1828 | M | 281 | 40 | CRE1 | 100 | NB | 50 NOS | 118 | 5900 | 2020-10-25 | 4406611064 | 30 | 2020-10-13
1002399493 | 227-CRM - Electrical Maintenance | 504850-ANOOP RADHEYSHYAM PANDEY | 2020-09-25 | RO | 5 | MALE CONNECTOR MALE CONNECTOR 1/2X6 IN | 5871A1829 | M | 281 | 40 | CRE1 | 100 | NB | 150 NOS | 59 | 8850 | 2020-10-25 | 4406611064 | 40 | 2020-10-13
1002399493 | 227-CRM - Electrical Maintenance | 504850-ANOOP RADHEYSHYAM PANDEY | 2020-09-25 | RO | 6 | MALE CONNECTOR ONE SIDE BSP OTHER ONE F | 5871A1836 | M | 281 | 40 | CRE1 | 100 | NB | 200 NOS | 119 | 23800 | 2020-10-25 | 4406611064 | 50 | 2020-10-13
1002399493 | 227-CRM - Electrical Maintenance | 504850-ANOOP RADHEYSHYAM PANDEY | 2020-09-25 | RO | 7 | STRAIGHT CONNECTOR STRAIGHT 12 MMMACH | 5871A1837 | M | 281 | 40 | CRE1 | 100 | NB | 200 NOS | 60 | 12000 | 2020-10-25 | 4406611064 | 60 | 2020-10-13
1002399493 | 227-CRM - Electrical Maintenance | 504850-ANOOP RADHEYSHYAM PANDEY | 2020-09-25 | RO | 8 | FERRULE FERRULE 12 MMMACHINING SCH 4 | 5871A1840 | M | 281 | 40 | CRE1 | 100 | NB | 500 NOS | 6 | 3000 | 2020-10-25 | 4406611064 | 70 | 2020-10-13
1002399493 | 227-CRM - Electrical Maintenance | 504850-ANOOP RADHEYSHYAM PANDEY | 2020-09-25 | RO | 9 | STRAIGHT CONNECTOR STRAIGHT 12X12 MMM | 5871A1841 | M | 281 | 40 | CRE1 | 100 | NB | 300 NOS | 160 | 48000 | 2020-10-25 | 4406611064 | 80 | 2020-10-13
1002399493 | 227-CRM - Electrical Maintenance | 504850-ANOOP RADHEYSHYAM PANDEY | 2020-09-25 | RO | 10 | MALE CONNECTOR MALE CONNECTOR 12 MM X | 5871A1846 | M | 281 | 40 | CRE1 | 100 | NB | 200 NOS | 118 | 23600 | 2020-10-25 | 4406611064 | 90 | 2020-10-13
1002399493 | 227-CRM - Electrical Maintenance | 504850-ANOOP RADHEYSHYAM PANDEY | 2020-09-25 | RO | 11 | MALE CONNECTOR MALE CONNECTOR 1/2 INCH | 5871A1847 | M | 281 | 40 | CRE1 | 100 | NB | 20 NOS | 118 | 2360 | 2020-10-25 | 4406611064 | 100 | 2020-10-13
1002399493 | 227-CRM - Electrical Maintenance | 504850-ANOOP RADHEYSHYAM PANDEY | 2020-09-25 | RO | 12 | MALE CONNECTOR MALE CONNECTOR 1/4 INCH | 5871A1849 | M | 281 | 40 | CRE1 | 100 | NB | 300 NOS | 63 | 18900 | 2020-10-25 | 4406611064 | 110 | 2020-10-13
1002399493 | 227-CRM - Electrical Maintenance | 504850-ANOOP RADHEYSHYAM PANDEY | 2020-09-25 | RO | 13 | MALE CONNECTOR MALE CONNECTOR 1/4 INCH | 5871A1850 | M | 281 | 40 | CRE1 | 100 | NB | 10 NOS | 119 | 1190 | 2020-10-25 | 4406611064 | 120 | 2020-10-13
1002399493 | 227-CRM - Electrical Maintenance | 504850-ANOOP RADHEYSHYAM PANDEY | 2020-09-25 | RO | 15 | STRAIGHT CONNECTOR STRAIGHT 6 MMMACHI | 5871A1854 | M | 281 | 40 | CRE1 | 100 | NB | 300 NOS | 82 | 24600 | 2020-10-25 | 4406611064 | 130 | 2020-10-13
1002399493 | 227-CRM - Electrical Maintenance | 504850-ANOOP RADHEYSHYAM PANDEY | 2020-09-25 | RO | 16 | MALE CONNECTOR MALE CONNECTOR 1/4 INCH | 5871A1859 | M | 281 | 40 | CRE1 | 100 | NB | 300 NOS | 34 | 10200 | 2020-10-25 | 4406611064 | 140 | 2020-10-13
1002399493 | 227-CRM - Electrical Maintenance | 504850-ANOOP RADHEYSHYAM PANDEY | 2020-09-25 | RO | 17 | UNION UNION 6X6 MMMACHINING SCH 40 | 5871A1863 | M | 281 | 40 | CRE1 | 100 | NB | 200 NOS | 37 | 7400 | 2020-10-25 | 4406611064 | 150 | 2020-10-13
1002399493 | 227-CRM - Electrical Maintenance | 504850-ANOOP RADHEYSHYAM PANDEY | 2020-09-25 | RO | 18 | ELBOW ELBOW 1/4 INCH X 6 MM MACHINING | 5871A1866 | M | 281 | 40 | CRE1 | 100 | NB | 250 NOS | 47.5 | 11875 | 2020-10-25 | 4406611064 | 160 | 2020-10-13
1002399493 | 227-CRM - Electrical Maintenance | 504850-ANOOP RADHEYSHYAM PANDEY | 2020-09-25 | RO | 19 | NIPPLE NIPPLE 1/2 INMACHINING SCH 40 | 5871A1870 | M | 281 | 40 | CRE1 | 100 | NB | 200 NOS | 72 | 14400 | 2020-10-25 | 4406611064 | 170 | 2020-10-13
1002399493 | 227-CRM - Electrical Maintenance | 504850-ANOOP RADHEYSHYAM PANDEY | 2020-09-25 | RO | 20 | EQUAL TEE EQUAL TEE 12 MMMACHINING S | 5871A1871 | M | 281 | 40 | CRE1 | 100 | NB | 150 NOS | 310 | 46500 | 2020-10-25 | 4406611064 | 180 | 2020-10-13
1002399493 | 227-CRM - Electrical Maintenance | 504850-ANOOP RADHEYSHYAM PANDEY | 2020-09-25 | RO | 21 | EQUAL TEE EQUAL TEE 6 MMMACHINING SC | 5871A1872 | M | 281 | 40 | CRE1 | 100 | NB | 200 NOS | 155 | 31000 | 2020-10-25 | 4406611064 | 190 | 2020-10-13
1002399769 | 227-CRM - Electrical Maintenance | 123226-Mr Swapan Bera | 2020-09-26 | PR | 1 | TABLET;WINMATE M133W TABLET PC WLAN/BL | 6096A0012 | M | 212 | 40 | CRE1 | 121 | NP | 4 NOS | 259700 | 1038800 | 2020-10-26 | 970333459 | 10 | 2020-11-02
1002399776 | 227-CRM - Electrical Maintenance | 123226-Mr Swapan Bera | 2020-09-26 | PR | 1 | LT CBL;161.5MM2COPPER | 5717A0482 | M | 222 | 40 | CRE1 | 101 | NB | 650 M | 400 | 260000 | 2020-10-30 | 920917626 | 10 | 2020-10-11
1002399839 | 227-CRM - Electrical Maintenance | 198458-ANUPAM ANAND DUBEY | 2020-09-26 | RO | 1 | RELAY;NUMERICALMOTOR PROTECTION+/-2% | 5607A0699 | M | 232 | 40 | CRE1 | 101 | NB | 25 NOS | 37000 | 925000 | 2020-10-26 | 4406784428 | 10 | 2020-11-23
1002399845 | 227-CRM - Electrical Maintenance | 198458-ANUPAM ANAND DUBEY | 2020-09-26 | PR | 1 | ED USER COM SPRBLACK ON WHITE TAPE CART | 5309A0030 | M | 212 | 40 | CRE1 | 121 | NB | 4 NOS | 1650 | 6600 | 2020-10-26 | 920916085 | 10 | 2020-10-07
1002399849 | 227-CRM - Electrical Maintenance | 198458-ANUPAM ANAND DUBEY | 2020-09-26 | PR | 1 | ELCT T&M INST;HAND HELD VIBROMETER908 | 5189A0064 | M | 235 | 40 | CRE1 | 104 | NB | 1 SET | 24024.5 | 24024.5 | 2020-10-26 | 920916080 | 10 | 2020-10-07
1002399874 | 227-CRM - Electrical Maintenance | 198458-ANUPAM ANAND DUBEY | 2020-09-26 | PR | 4 | EL T&M INST;PROFIBUS DIAGNOSTIC TOOL KIT | 5189A0120 | M | 235 | 40 | CRE1 | 101 | NP | 1 NOS | 420000 | 420000 | 2020-10-26 | 970337568 | 10 | 2020-11-30
1002399878 | 227-CRM - Electrical Maintenance | 198458-ANUPAM ANAND DUBEY | 2020-09-26 | PR | 2 | SPL MOTR;0.55KW 54RPM GEARED MOTOR | 5924A0092 | M | 230 | 40 | CRE1 | 101 | NP | 2 NOS | 60000 | 120000 | 2020-10-26 | 970329639 | 10 | 2020-10-08
1002402067 | 227-CRM - Electrical Maintenance | 504850-ANOOP RADHEYSHYAM PANDEY | 2020-09-30 | PR | 1 | LVEL SNSR;LIQUID LEVEL SENSOR HYDROSTAT | 6189A0025 | M | 256 | 40 | CRE1 | 101 | NB | 10 NOS | 49500 | 495000 | 2020-10-30 | 920918133 | 10 | 2020-10-12
1002403288 | 227-CRM - Electrical Maintenance | 504850-ANOOP RADHEYSHYAM PANDEY | 2020-10-03 | PR | 1 | HEATER;KITCHEN APPLICATION TO HEAT TH | 5545A0009 | M | 226 | 40 | CR01 | 104 | NB | 5 NOS | 1346.2 | 6731 | 2020-11-02 | 920917264 | 10 | 2020-10-10
1002403289 | 227-CRM - Electrical Maintenance | 504850-ANOOP RADHEYSHYAM PANDEY | 2020-10-03 | RO | 1 | SPL TOOLS;BLOWER GBL 5500601980130 | 5766A0363 | M | 295 | 40 | CRE1 | 100 | NB | 10 NOS | 2164.94 | 21649.4 | 2020-11-10 | 4406598856 | 10 | 2020-10-10
1002403292 | 227-CRM - Electrical Maintenance | 504850-ANOOP RADHEYSHYAM PANDEY | 2020-10-03 | PR | 1 | IND LAMP;WHITE 230 VACEMERGENCY LIGHT | 5868A0190 | M | 229 | 40 | CRE1 | 104 | NB | 7 NOS | 2765.11 | 19355.77 | 2020-11-02 | 920917279 | 10 | 2020-10-10
1002403292 | 227-CRM - Electrical Maintenance | 504850-ANOOP RADHEYSHYAM PANDEY | 2020-10-03 | PR | 2 | CARBON BRUSH HITACHI AM 2STD H HITACH | 5623A0795 | M | 230 | 40 | CRE1 | 104 | NB | 15 NOS | 504 | 7560 | 2020-11-02 | 920917280 | 10 | 2020-10-10
1002403292 | 227-CRM - Electrical Maintenance | 504850-ANOOP RADHEYSHYAM PANDEY | 2020-10-03 | PR | 3 | CRBN BRS;SA4542 HITACHI CARBN BRUSH WI | 5867A0323 | M | 230 | 40 | CRE1 | 104 | NB | 20 NOS | 196.1 | 3922 | 2021-01-01 | 920917280 | 20 | 2020-10-10
1002403375 | 227-CRM - Electrical Maintenance | 504850-ANOOP RADHEYSHYAM PANDEY | 2020-10-03 | PR | 1 | BRAKE;150MMELECTROMAGNETICDRUM | 5507A0038 | M | 237 | 40 | CRE1 | 101 | NP | 7 SET | 35616 | 249312 | 2020-11-02 | 970330204 | 10 | 2020-10-12
1002403375 | 227-CRM - Electrical Maintenance | 504850-ANOOP RADHEYSHYAM PANDEY | 2020-10-03 | PR | 2 | BRAK;16 INELECTROMAGNETIC SHUNT DC SI | 5507A0107 | M | 237 | 40 | CRE1 | 101 | NP | 4 NOS | 98000 | 392000 | 2020-11-02 | 970330204 | 20 | 2020-10-12
1002403375 | 227-CRM - Electrical Maintenance | 504850-ANOOP RADHEYSHYAM PANDEY | 2020-10-03 | PR | 3 | BRAK;13 INELECTROMAGNETIC SHUNT DC SI | 5507A0109 | M | 237 | 40 | CRE1 | 101 | NP | 4 NOS | 91000 | 364000 | 2020-11-02 | 970330204 | 30 | 2020-10-12
1002403375 | 227-CRM - Electrical Maintenance | 504850-ANOOP RADHEYSHYAM PANDEY | 2020-10-03 | PR | 4 | BRKE ACC;BRAKE COILBCHBCHPD-3026-15 | 5521A0207 | M | 237 | 40 | CRE1 | 101 | NP | 4 NOS | 22116.6 | 88466.4 | 2020-11-02 | 970330204 | 40 | 2020-10-12
1002403375 | 227-CRM - Electrical Maintenance | 504850-ANOOP RADHEYSHYAM PANDEY | 2020-10-03 | PR | 5 | BRKE ACC;BRAKE SHOE WITH LINERBCHBCH | 5521A0210 | M | 237 | 40 | CRE1 | 101 | NP | 5 PAA | 7224.96 | 36124.8 | 2020-11-02 | 970330204 | 50 | 2020-10-12
1002403396 | 227-CRM - Electrical Maintenance | 504850-ANOOP RADHEYSHYAM PANDEY | 2020-10-03 | PR | 1 | DRV MODL;30 KWABB ACS800 415 VACS800 | 6098A0316 | M | 240 | 40 | CRE1 | 101 | NP | 1 NOS | 98000 | 98000 | 2020-11-02 | 970351523 | 10 | 2021-02-26
1002403396 | 227-CRM - Electrical Maintenance | 504850-ANOOP RADHEYSHYAM PANDEY | 2020-10-03 | PR | 2 | DRV MODL;16 KVAABB ACS800 380-415 VA | 6098A0142 | M | 240 | 40 | CRE1 | 101 | NP | 1 NOS | 95000 | 95000 | 2020-11-02 | 970351523 | 20 | 2021-02-26
1002403396 | 227-CRM - Electrical Maintenance | 504850-ANOOP RADHEYSHYAM PANDEY | 2020-10-03 | PR | 7 | DRV MODL;45AABBACS880415V | 6098A0019 | M | 240 | 40 | CRE1 | 101 | NP | 1 NOS | 148119.17 | 148119.17 | 2020-12-21 | 970351523 | 30 | 2021-02-26
1002403396 | 227-CRM - Electrical Maintenance | 504850-ANOOP RADHEYSHYAM PANDEY | 2020-10-03 | PR | 8 | DRV MODL;25AABBACS880415V | 6098A0016 | M | 240 | 40 | CRE1 | 101 | NP | 1 NOS | 108807.45 | 108807.45 | 2020-12-21 | 970351523 | 40 | 2021-02-26
1002403396 | 227-CRM - Electrical Maintenance | 504850-ANOOP RADHEYSHYAM PANDEY | 2020-10-03 | PR | 9 | DRV MODL;105AABBACS880415V | 6098A0018 | M | 240 | 40 | CRE1 | 101 | NP | 1 NOS | 202780.33 | 202780.33 | 2020-12-21 | 970351523 | 50 | 2021-02-26
1002403396 | 227-CRM - Electrical Maintenance | 504850-ANOOP RADHEYSHYAM PANDEY | 2020-10-03 | PR | 11 | DRV MODL;45AABBACS880415V | 6098A0019 | M | 240 | 40 | CRE1 | 101 | NP | 1 NOS | 148119.17 | 148119.17 | 2020-12-22 | 970351523 | 60 | 2021-02-26
1002403633 | 227-CRM - Electrical Maintenance | 149303-Nilanjan Haldar | 2020-10-05 | PR | 1 | CAL GAS CYL;NEW H2- 1.6% +N2 BALANCE H | 5992A0188 | M | 256 | 40 | CRE1 | 104 | NB | 1 NOS | 15000 | 15000 | 2020-10-30 | 920917285 | 10 | 2020-10-10
1002403633 | 227-CRM - Electrical Maintenance | 149303-Nilanjan Haldar | 2020-10-05 | PR | 2 | CAL GAS CYL;NEW N2-99.997% %N2 Gas Cyl | 5992A0189 | M | 256 | 40 | CRE1 | 104 | NB | 1 NOS | 13500 | 13500 | 2020-10-30 | 920917285 | 20 | 2020-10-10
1002403633 | 227-CRM - Electrical Maintenance | 149303-Nilanjan Haldar | 2020-10-05 | PR | 3 | CAL GAS CYL;O2 Gas Cylinder PPMO2- 800 | 5992A0103 | M | 256 | 40 | CRE1 | 104 | NB | 1 NOS | 15000 | 15000 | 2020-11-04 | 920917285 | 30 | 2020-10-10
1002403687 | 227-CRM - Electrical Maintenance | 121461-R K Sachan | 2020-10-05 | PR | 1 | MCB;10A2AC230V50HZC10KA50oC | 5497A0318 | M | 234 | 40 | CRE1 | 104 | NB | 24 NOS | 350 | 8400 | 2020-11-04 | 920917266 | 10 | 2020-10-10
1002403732 | 227-CRM - Electrical Maintenance | 504850-ANOOP RADHEYSHYAM PANDEY | 2020-10-05 | RO | 2 | INST SPR;VIBRATION SENSOR HORIZONTAL | 5956A0634 | M | 256 | 40 | CRE1 | 101 | NB | 25 NOS | 20150 | 503750 | 2020-11-04 | 4406640755 | 10 | 2020-10-20
1002403732 | 227-CRM - Electrical Maintenance | 504850-ANOOP RADHEYSHYAM PANDEY | 2020-10-05 | PR | 3 | FLXBL CNDUIT;1/2INPVCFLEXIBLE | 5527A0016 | M | 227 | 40 | CRE1 | 104 | NB | 1000 M | 31 | 31000 | 2020-11-04 | 920921108 | 10 | 2020-10-20
1002403769 | 227-CRM - Electrical Maintenance | 504850-ANOOP RADHEYSHYAM PANDEY | 2020-10-05 | PR | 1 | FLXBL CNDUIT1-1/2PVCFLEXIBLENO ACCE | 5527A0013 | M | 228 | 40 | CRE1 | 104 | NB | 500 M | 29 | 14500 | 2020-11-04 | 920917277 | 10 | 2020-10-10
1002403769 | 227-CRM - Electrical Maintenance | 504850-ANOOP RADHEYSHYAM PANDEY | 2020-10-05 | PR | 2 | FLXBL CNDUIT2PVCFLEXIBLENO ACCESSOR | 5527A0014 | M | 228 | 40 | CRE1 | 104 | NB | 500 M | 70 | 35000 | 2020-11-04 | 920917277 | 20 | 2020-10-10
1002403908 | 227-CRM - Electrical Maintenance | 500111-PRAMOD PRASAD | 2020-10-05 | PR | 1 | SPL BRG;310SB52993 HITACHI JAPAN BEARI | 5653A0648 | M | 201 | 40 | CRE1 | 107 | NP | 1 NOS | 3000000 | 3000000 | 2020-11-25 | 970331617 | 10 | 2020-10-21
1002404354 | 227-CRM - Electrical Maintenance | 504850-ANOOP RADHEYSHYAM PANDEY | 2020-10-05 | RO | 3 | CNTCR;32 A2 230 VPOWER 750 V | 5890A0959 | M | 234 | 40 | CRE1 | 101 | NB | 12 NOS | 10701.23 | 128414.76 | 2020-11-04 | 4406640768 | 10 | 2020-10-20
1002404704 | 227-CRM - Electrical Maintenance | 149303-Nilanjan Haldar | 2020-10-06 | PR | 1 | SPL GEARBOX;WORM LIFT 6 7.83 HPNEW AL | 5703A0144 | M | 251 | 40 | 227R | 100 | NP | 1 NOS | 150000 | 150000 | 2020-10-30 | 970329629 | 10 | 2020-10-08
1002404914 | 227-CRM - Electrical Maintenance | 198458-ANUPAM ANAND DUBEY | 2020-10-06 | RO | 1 | LV HAND GLOVES;8 | 5775A0003 | M | 290 | 40 | CRE1 | 100 | NB | 5 PAA | 720 | 3600 | 2020-12-07 | 4406587170 | 10 | 2020-10-07
1002404914 | 227-CRM - Electrical Maintenance | 198458-ANUPAM ANAND DUBEY | 2020-10-06 | RO | 2 | LV HAND GLOVES;10 | 5775A0004 | M | 290 | 40 | CRE1 | 100 | NB | 10 PAA | 720 | 7200 | 2020-12-07 | 4406587170 | 20 | 2020-10-07
1002404914 | 227-CRM - Electrical Maintenance | 198458-ANUPAM ANAND DUBEY | 2020-10-06 | RO | 3 | LV HAND GLOVES;9 | 5775A0005 | M | 290 | 40 | CRE1 | 100 | NB | 10 PAA | 720 | 7200 | 2020-12-07 | 4406587170 | 30 | 2020-10-07
1002405249 | 227-CRM - Electrical Maintenance | 504850-ANOOP RADHEYSHYAM PANDEY | 2020-10-06 | PR | 1 | BRKE ACC;WEDGEBCHBCHPD-3026-15 | 5521A0188 | M | 237 | 40 | CRE1 | 104 | NP | 15 NOS | 890.4 | 13356 | 2020-11-05 | 970330203 | 10 | 2020-10-12
1002405249 | 227-CRM - Electrical Maintenance | 504850-ANOOP RADHEYSHYAM PANDEY | 2020-10-06 | PR | 2 | BRKE ACC;ARM UNITBCHBCHPD-3026-15 | 5521A0189 | M | 237 | 40 | CRE1 | 104 | NP | 8 NOS | 2310 | 18480 | 2020-11-05 | 970330203 | 20 | 2020-10-12
1002405249 | 227-CRM - Electrical Maintenance | 504850-ANOOP RADHEYSHYAM PANDEY | 2020-10-06 | PR | 3 | MCCB;400A3690V50KAAC/DC50HZ | 5509A0324 | M | 234 | 40 | CRE1 | 101 | NP | 7 NOS | 26192.6 | 183348.2 | 2020-11-05 | 970330202 | 10 | 2020-10-12
1002405249 | 227-CRM - Electrical Maintenance | 504850-ANOOP RADHEYSHYAM PANDEY | 2020-10-06 | PR | 4 | CNTCR;800 A3 230 VPOWER 690 VAC 50 | 5890A0943 | M | 234 | 40 | CRE1 | 101 | NP | 5 NOS | 48000 | 240000 | 2020-11-05 | 970330202 | 20 | 2020-10-12
1002405746 | 227-CRM - Electrical Maintenance | 121461-R K Sachan | 2020-10-07 | PR | 1 | WIRE STRIPPER/CUTTER/CRIMPER KABELMESSE | 5766A1413 | M | 295 | 40 | CRE1 | 104 | NP | 2 NOS | 7000 | 14000 | 2020-12-06 | 970330206 | 10 | 2020-10-12
1002405746 | 227-CRM - Electrical Maintenance | 121461-R K Sachan | 2020-10-07 | PR | 2 | WIRE STRIPPER/CUTTER/CRIMPER 84-199 ST | 5766A1414 | M | 295 | 40 | CRE1 | 104 | NP | 2 NOS | 8000 | 16000 | 2020-12-06 | 970330206 | 20 | 2020-10-12
1002405783 | 227-CRM - Electrical Maintenance | 149329-RAVI SHEKHAR | 2020-10-07 | RO | 1 | SUGAR | 1044A0020 | M | 218 | 40 | CRMO | 133 | NB | 10 KG | 42 | 420 | 2020-10-08 | 4406593950 | 10 | 2020-10-09
1002405783 | 227-CRM - Electrical Maintenance | 149329-RAVI SHEKHAR | 2020-10-07 | RO | 2 | CANTEEN EDIBLES ( milk ) | 1044A0051 | M | 218 | 40 | CRMO | 133 | NB | 16 KG | 449.63 | 7194.08 | 2020-10-08 | 4406593950 | 20 | 2020-10-09
1002405783 | 227-CRM - Electrical Maintenance | 149329-RAVI SHEKHAR | 2020-10-07 | RO | 3 | CANTEEN EDIBLES TATA TEA | 1044A0053 | M | 218 | 40 | CRMO | 133 | NB | 5 KG | 350.55 | 1752.75 | 2020-10-08 | 4406593950 | 30 | 2020-10-09
1002405795 | 227-CRM - Electrical Maintenance | 154844-JEEVAN JYOTI JENA | 2020-10-07 | PR | 1 | EDT-2 UPGRADE ROLLTEX EDT2 72 TX0266 W | 5968A0208 | M | 240 | 40 | CRE1 | 107 | NP | 1 SET | 32201100 | 32201100 | 2021-04-05 | 970343217 | 10 | 2021-01-06
1002405894 | 227-CRM - Electrical Maintenance | 153574-Pankaj Kumar | 2020-10-07 | PR | 1 | ENCODER;INCREMENTAL ROTARY ENCODER | 5508A0078 | M | 240 | 40 | CRE1 | 107 | NP | 4 NOS | 63880 | 255520 | 2020-12-06 | 970330210 | 10 | 2020-10-12
1002406400 | 227-CRM - Electrical Maintenance | 198458-ANUPAM ANAND DUBEY | 2020-10-08 | PR | 1 | FIELD SNSRINDUCTIVEIFM10-30VDC250MA | 5700A0021 | M | 238 | 40 | CRE1 | 101 | NP | 4 NOS | 7751.78 | 31007.12 | 2020-12-03 | 970330215 | 10 | 2020-10-12
1002406400 | 227-CRM - Electrical Maintenance | 198458-ANUPAM ANAND DUBEY | 2020-10-08 | PR | 2 | FIELD SNSRLASERSICK10-30VDC4-20MAWL | 5700A0024 | M | 238 | 40 | CRE1 | 101 | NP | 10 NOS | 40916 | 409160 | 2020-12-03 | 970330215 | 20 | 2020-10-12
1002406400 | 227-CRM - Electrical Maintenance | 198458-ANUPAM ANAND DUBEY | 2020-10-08 | PR | 3 | FIELD SNSRDISTANCESICK10-30VDC4-20MA | 5700A0035 | M | 238 | 40 | CRE1 | 101 | NP | 5 NOS | 73000 | 365000 | 2020-12-03 | 970330215 | 30 | 2020-10-12
1002406451 | 227-CRM - Electrical Maintenance | 198458-ANUPAM ANAND DUBEY | 2020-10-08 | PR | 1 | PROXMTY;INDUCTIVE 20 MM10-36 VIP67 | 5885A0455 | M | 234 | 40 | CRE1 | 104 | NP | 8 NOS | 5000 | 40000 | 2020-11-07 | 970330191 | 10 | 2020-10-12
1002407000 | 227-CRM - Electrical Maintenance | 153574-Pankaj Kumar | 2020-10-09 | PR | 1 | SPL INST;TEMPERATURE STICKER TEMPERATUR | 6049A0066 | M | 256 | 40 | CRE1 | 104 | NB | 2000 NOS | 42 | 84000 | 2020-11-08 | 920917563 | 10 | 2020-10-11
1002407034 | 227-CRM - Electrical Maintenance | 198458-ANUPAM ANAND DUBEY | 2020-10-09 | PR | 1 | FIELD SNSR;MAGNETIC RING FOR LDT | 5700A0563 | M | 256 | 40 | CRE1 | 104 | NP | 6 NOS | 4000 | 24000 | 2020-12-08 | 970330460 | 10 | 2020-10-13
1002407093 | 227-CRM - Electrical Maintenance | 121461-R K Sachan | 2020-10-09 | PR | 1 | CRM SPM MASTER DRIVE UPGRADE HARDWARE | 5968A0233 | M | 240 | 40 | CRE1 | 101 | NP | 1 SET | 65000000 | 65000000 | 2021-08-20 | 970339187 | 10 | 2020-12-10
1002407120 | 227-CRM - Electrical Maintenance | 198458-ANUPAM ANAND DUBEY | 2020-10-09 | PR | 1 | ENCODER;INCREMENTAL ROTARY ENCODER | 5508A0108 | M | 240 | 40 | CRE1 | 101 | NP | 5 NOS | 72647.88 | 363239.4 | 2020-12-08 | 970330188 | 10 | 2020-10-12
1002407143 | 227-CRM - Electrical Maintenance | 198458-ANUPAM ANAND DUBEY | 2020-10-09 | PR | 1 | LAMP;INFRA RED3800WNORMAL415VAC | 5838A0388 | M | 229 | 40 | CRE1 | 101 | NP | 200 NOS | 3878.75 | 775750 | 2021-01-07 | 970330200 | 10 | 2020-10-12
1002407602 | 227-CRM - Electrical Maintenance | 504850-ANOOP RADHEYSHYAM PANDEY | 2020-10-10 | RO | 1 | LT CBL;416MM2FLEXIBLE TINNED COPPER | 5717A0294 | M | 222 | 40 | CRE1 | 101 | NB | 200 M | 510 | 102000 | 2020-11-09 | 4406875271 | 10 | 2020-12-15
1002407602 | 227-CRM - Electrical Maintenance | 504850-ANOOP RADHEYSHYAM PANDEY | 2020-10-10 | RO | 2 | LT CBL195MM2TINNED COPPERELASTOMERIC | 5717A0009 | M | 222 | 40 | CRE1 | 100 | NB | 400 M | 527 | 210800 | 2021-01-14 | 4406875271 | 20 | 2020-12-15
1002407602 | 227-CRM - Electrical Maintenance | 504850-ANOOP RADHEYSHYAM PANDEY | 2020-10-10 | RO | 3 | LT CBL170MM2TINNED COPPERELASTOMERIC | 5717A0014 | M | 222 | 40 | CRE1 | 100 | NB | 400 M | 383 | 153200 | 2021-01-14 | 4406875271 | 30 | 2020-12-15
1002407770 | 227-CRM - Electrical Maintenance | 504850-ANOOP RADHEYSHYAM PANDEY | 2020-10-11 | PR | 1 | SAFETY ACCESSORIES;SAFETY SIGNAGESAGR | 5953A0014 | M | 290 | 40 | CRE1 | 104 | NB | 7200 IN2 | 6.07 | 43704 | 2020-10-25 | 920918004 | 10 | 2020-10-12
1002407773 | 227-CRM - Electrical Maintenance | 504850-ANOOP RADHEYSHYAM PANDEY | 2020-10-11 | PR | 1 | COUPLNG;PLG COUPLING FOR MOTOR ENCODER | 5580A1808 | M | 215 | 40 | CRE1 | 100 | NP | 10 NOS | 74231 | 742310 | 2020-11-10 | 970331624 | 10 | 2020-10-21
1002407777 | 227-CRM - Electrical Maintenance | 504850-ANOOP RADHEYSHYAM PANDEY | 2020-10-11 | PR | 1 | FIELD SNSR;INFRARED TEMP SENSOR | 5700A0446 | M | 256 | 40 | CRE1 | 101 | NP | 10 SET | 20487.35 | 204873.5 | 2020-11-10 | 970330461 | 10 | 2020-10-13
1002407794 | 227-CRM - Electrical Maintenance | 504850-ANOOP RADHEYSHYAM PANDEY | 2020-10-11 | PR | 1 | INDTR;UNIVERSAL 7 SEGMENT DISPLAY PA | 5657A0057 | M | 240 | 40 | CRE1 | 104 | NB | 1 NOS | 49000 | 49000 | 2020-11-10 | 920918366 | 10 | 2020-10-13
1002407796 | 227-CRM - Electrical Maintenance | 504850-ANOOP RADHEYSHYAM PANDEY | 2020-10-11 | PR | 1 | LT CBL;195MM2COPPER | 5717A0483 | M | 222 | 40 | CRE1 | 101 | NB | 130 M | 693 | 90090 | 2020-12-10 | 920943765 | 10 | 2020-12-15
1002407796 | 227-CRM - Electrical Maintenance | 504850-ANOOP RADHEYSHYAM PANDEY | 2020-10-11 | PR | 2 | LT CBL;1120MM2COPPER | 5717A0484 | M | 222 | 40 | CRE1 | 101 | NB | 200 M | 855 | 171000 | 2020-11-10 | 920943765 | 20 | 2020-12-15
1002407796 | 227-CRM - Electrical Maintenance | 504850-ANOOP RADHEYSHYAM PANDEY | 2020-10-11 | PR | 3 | LT CBL;1 70 MM2COPPER HEAT RESISTI | 5717A0710 | M | 222 | 40 | CRE1 | 101 | NB | 200 M | 630.7 | 126140 | 2020-11-16 | 920943765 | 30 | 2020-12-15
1002407800 | 227-CRM - Electrical Maintenance | 504850-ANOOP RADHEYSHYAM PANDEY | 2020-10-11 | PR | 8 | ENCODER;TACHO GENERATORBAUMER | 5508A0082 | M | 240 | 40 | CR01 | 101 | NP | 1 NOS | 76000 | 76000 | 2020-12-10 | 970330377 | 10 | 2020-10-13
1002407800 | 227-CRM - Electrical Maintenance | 504850-ANOOP RADHEYSHYAM PANDEY | 2020-10-11 | PR | 9 | ENCODER;TACHO GENERATORBAUMER HUBNER | 5508A0084 | M | 240 | 40 | CR01 | 101 | NP | 1 NOS | 77000 | 77000 | 2020-12-10 | 970330377 | 20 | 2020-10-13
1002407806 | 227-CRM - Electrical Maintenance | 504850-ANOOP RADHEYSHYAM PANDEY | 2020-10-11 | PR | 1 | CONTOL PANEL FOR SENSOR VIRTUAL O1D105 | 6128A0010 | M | 256 | 40 | CRE1 | 104 | NP | 3 NOS | 16000 | 48000 | 2020-11-10 | 970331619 | 10 | 2020-10-21
1002407809 | 227-CRM - Electrical Maintenance | 504850-ANOOP RADHEYSHYAM PANDEY | 2020-10-11 | PR | 1 | VACM CLNR;INDUSTRIAL VACUUM CLEANER 108 | 6072A0012 | M | 283 | 40 | CRE1 | 104 | NB | 2 NOS | 24200 | 48400 | 2020-11-10 | 920972802 | 10 | 2021-02-23
1002408151 | 227-CRM - Electrical Maintenance | 149303-Nilanjan Haldar | 2020-10-12 | PR | 1 | PCB RLY;12 VPOWER PCB RELAY 230 VAC1 | 5560A0055 | M | 239 | 40 | CRE1 | 104 | NP | 10 NOS | 2100 | 21000 | 2020-10-22 | 970330466 | 10 | 2020-10-13
1002408151 | 227-CRM - Electrical Maintenance | 149303-Nilanjan Haldar | 2020-10-12 | PR | 2 | SOCKET FINDER 93.01.7.024 NO SPECIAL | 5341A0325 | M | 232 | 40 | CR01 | 104 | NP | 10 NOS | 2000 | 20000 | 2020-10-22 | 970330466 | 20 | 2020-10-13
1002409046 | 227-CRM - Electrical Maintenance | 149329-RAVI SHEKHAR | 2020-10-13 | PR | 1 | ENT STRGE;5TB | 5308A0011 | M | 212 | 40 | CRE1 | 121 | NB | 4 NOS | 9000 | 36000 | 2020-10-19 | 920918475 | 10 | 2020-10-13
1002409286 | 227-CRM - Electrical Maintenance | 153574-Pankaj Kumar | 2020-10-13 | PR | 1 | SPL INST;MICRO PRISMATIC SHEET WHITE C | 6049A0117 | M | 256 | 40 | CRE1 | 104 | NB | 10 RLL | 10000 | 100000 | 2020-10-31 | 920919306 | 10 | 2020-10-15
1002410974 | 227-CRM - Electrical Maintenance | 121461-R K Sachan | 2020-10-16 | PR | 1 | SLDRNG WIR;SOLDERING WIRE 24 SWG60% | 5172A0013 | M | 301 | 40 | CRE1 | 104 | NB | 2 025 | 1300 | 2600 | 2020-11-15 | 920922016 | 10 | 2020-10-22
1002411259 | 227-CRM - Electrical Maintenance | 153574-Pankaj Kumar | 2020-10-16 | PR | 1 | EXTN BRD;CABLE REEL25M3C X 2.5MM2 | 5718A0004 | M | 227 | 40 | CR01 | 104 | NB | 10 NOS | 10000 | 100000 | 2020-11-15 | 920922513 | 10 | 2020-10-23
1002411268 | 227-CRM - Electrical Maintenance | 153574-Pankaj Kumar | 2020-10-16 | PR | 1 | FUSE;SEMICONDUCTOR550A690V200KAYES | 5748A0783 | M | 225 | 40 | CRE1 | 104 | NB | 3 NOS | 3200 | 9600 | 2020-11-15 | 920922029 | 10 | 2020-10-22
1002411851 | 227-CRM - Electrical Maintenance | 504850-ANOOP RADHEYSHYAM PANDEY | 2020-10-17 | PR | 1 | DRIV SPR;Voltage TransducerLEM | 5542A1266 | M | 240 | 40 | CRE1 | 101 | NP | 3 NOS | 65000 | 195000 | 2020-12-30 | 970342054 | 10 | 2020-12-29
1002411851 | 227-CRM - Electrical Maintenance | 504850-ANOOP RADHEYSHYAM PANDEY | 2020-10-17 | PR | 2 | DRIV SPR;CURRENT TRANSDUCER | 5542A1267 | M | 240 | 40 | CRE1 | 101 | NP | 1 NOS | 7000 | 7000 | 2020-10-23 | 970342054 | 20 | 2020-12-29
1002411851 | 227-CRM - Electrical Maintenance | 504850-ANOOP RADHEYSHYAM PANDEY | 2020-10-17 | PR | 3 | DRIV SPR;CURRENT TRANSDUCER | 5542A1268 | M | 240 | 40 | CRE1 | 101 | NP | 1 NOS | 7000 | 7000 | 2020-12-30 | 970342054 | 30 | 2020-12-29
1002411851 | 227-CRM - Electrical Maintenance | 504850-ANOOP RADHEYSHYAM PANDEY | 2020-10-17 | PR | 5 | DRIV SPR;CURRENT TRANSDUCER | 5542A1454 | M | 240 | 40 | CRE1 | 101 | NP | 2 NOS | 98000 | 196000 | 2020-10-23 | 970342054 | 40 | 2020-12-29
1002411851 | 227-CRM - Electrical Maintenance | 504850-ANOOP RADHEYSHYAM PANDEY | 2020-10-17 | PR | 6 | DRIV SPR;CURRENT TRANSDUCER | 5542A1484 | M | 240 | 40 | CRE1 | 101 | NP | 2 NOS | 96000 | 192000 | 2020-12-30 | 970342054 | 50 | 2020-12-29
1002411851 | 227-CRM - Electrical Maintenance | 504850-ANOOP RADHEYSHYAM PANDEY | 2020-10-17 | PR | 7 | DRIV SPR;CURRENT TRANSDUCER | 5542A1510 | M | 240 | 40 | CRE1 | 101 | NP | 2 NOS | 115000 | 230000 | 2020-12-30 | 970342054 | 60 | 2020-12-29
1002411851 | 227-CRM - Electrical Maintenance | 504850-ANOOP RADHEYSHYAM PANDEY | 2020-10-17 | PR | 8 | DRIV SPR;CURRENT TRANSDUCER | 5542A1511 | M | 240 | 40 | CRE1 | 101 | NP | 2 NOS | 92000 | 184000 | 2020-12-30 | 970342054 | 70 | 2020-12-29
1002411920 | 227-CRM - Electrical Maintenance | 123226-Mr Swapan Bera | 2020-10-17 | PR | 1 | SLCTR SW;6 A3 POSITION 230 VYES | 5641A0148 | M | 234 | 40 | CRE1 | 104 | NB | 8 NOS | 12000 | 96000 | 2020-11-16 | 920943775 | 10 | 2020-12-15
1002411965 | 227-CRM - Electrical Maintenance | 198458-ANUPAM ANAND DUBEY | 2020-10-17 | PR | 1 | SPARE WHEEL DELACHAUX 8479 CRD SPA | 5531A0816 | M | 241 | 40 | CRE1 | 104 | NB | 10 NOS | 551.2 | 5512 | 2020-11-16 | 920925425 | 10 | 2020-10-30
1002411968 | 227-CRM - Electrical Maintenance | 153574-Pankaj Kumar | 2020-10-17 | PR | 1 | RELAYNO MODIFIERSIEMENS PLC99%PLUG I | 5607A0452 | M | 232 | 40 | CRE1 | 104 | NP | 50 NOS | 200 | 10000 | 2020-11-16 | 970331998 | 10 | 2020-10-23
1002411969 | 227-CRM - Electrical Maintenance | 153574-Pankaj Kumar | 2020-10-17 | PR | 1 | CRBN BRSH;EG14DELACHAUX | 5867A0218 | M | 230 | 40 | CRE1 | 101 | NP | 15 NOS | 20940 | 314100 | 2020-12-16 | 970332000 | 10 | 2020-10-23
1002411971 | 227-CRM - Electrical Maintenance | 153574-Pankaj Kumar | 2020-10-17 | PR | 1 | SWTCH SLCTR;10A3 SPRING RETURN110VNO | 5641A0107 | M | 234 | 40 | CRE1 | 101 | NB | 14 SET | 8717.44 | 122044.16 | 2020-11-16 | 920922614 | 10 | 2020-10-23
1002411971 | 227-CRM - Electrical Maintenance | 153574-Pankaj Kumar | 2020-10-17 | PR | 2 | LMT SWTCH;LEVER LIMIT SWITCHCONTINUOUS | 5613A0271 | M | 234 | 40 | CRE1 | 104 | NP | 10 NOS | 4500 | 45000 | 2020-12-01 | 970331992 | 10 | 2020-10-23
1002412198 | 227-CRM - Electrical Maintenance | 153574-Pankaj Kumar | 2020-10-19 | RO | 1 | SOFTWARE;TRUE IMAGE ACRONIS CLIENT LIC | 5276A0216 | M | 212 | 40 | CRE1 | 121 | NB | 6 NOS | 3800 | 22800 | 2020-10-30 | 4406649501 | 10 | 2020-10-22
1002412795 | 227-CRM - Electrical Maintenance | 504850-ANOOP RADHEYSHYAM PANDEY | 2020-10-19 | RO | 2 | ULTRASONIC CLAMP ON FLOW METER FD-Q50C | 5243A6550 | M | 255 | 40 | CRE1 | 100 | NB | 1 SET | 170000 | 170000 | 2021-01-29 | 4406875272 | 10 | 2020-12-15
1002412795 | 227-CRM - Electrical Maintenance | 504850-ANOOP RADHEYSHYAM PANDEY | 2020-10-19 | RO | 3 | ULTRASONIC CLAMP ON FLOW METER FD-Q32C | 5243A6551 | M | 255 | 40 | CRE1 | 100 | NB | 2 SET | 83000 | 166000 | 2021-01-29 | 4406875272 | 20 | 2020-12-15
1002412795 | 227-CRM - Electrical Maintenance | 504850-ANOOP RADHEYSHYAM PANDEY | 2020-10-19 | RO | 4 | ULTRASONIC CLAMP ON FLOW METER FD-Q20C | 5243A6552 | M | 255 | 40 | CRE1 | 100 | NB | 1 SET | 72000 | 72000 | 2021-01-29 | 4406875272 | 30 | 2020-12-15
1002412795 | 227-CRM - Electrical Maintenance | 504850-ANOOP RADHEYSHYAM PANDEY | 2020-10-19 | RO | 5 | ULTRASONIC CLAMP ON FLOW METER FD-Q10C | 5243A6553 | M | 255 | 40 | CRE1 | 100 | NB | 1 SET | 63000 | 63000 | 2021-01-29 | 4406875272 | 40 | 2020-12-15
1002413110 | 227-CRM - Electrical Maintenance | 153574-Pankaj Kumar | 2020-10-20 | PR | 1 | PWR DSTBN PNL;POWER COLLECTOR ENGINEER | 6028A0116 | M | 231 | 40 | CRE1 | 101 | NB | 125 NOS | 1790 | 223750 | 2020-10-31 | 920921231 | 10 | 2020-10-20
1002413328 | 227-CRM - Electrical Maintenance | 153574-Pankaj Kumar | 2020-10-20 | RO | 1 | PUSH BTTN;EMERGENCY PUSH BUTTONRED | 5772A0048 | M | 234 | 40 | CRE1 | 104 | NB | 50 NOS | 522.38 | 26119 | 2020-10-31 | 4406650415 | 10 | 2020-10-22
1002413585 | 227-CRM - Electrical Maintenance | 153574-Pankaj Kumar | 2020-10-20 | PR | 1 | WALKIE TALKIE;HANDHELD TWO WAY1612HR | 5564A0005 | M | 240 | 40 | CRE1 | 101 | NB | 6 NOS | 25000 | 150000 | 2020-12-19 | 920922424 | 10 | 2020-10-23
1002414072 | 227-CRM - Electrical Maintenance | 153574-Pankaj Kumar | 2020-10-21 | PR | 1 | ELECT CNNTR;FEMALEPROXIMITY CONNECTOR | 5615A0042 | M | 239 | 40 | CRE1 | 104 | NB | 7 NOS | 509.6 | 3567.2 | 2020-11-20 | 920922026 | 10 | 2020-10-22
1002414072 | 227-CRM - Electrical Maintenance | 153574-Pankaj Kumar | 2020-10-21 | PR | 2 | ELECT CNNTR;FEMALEPROXIMITY CONNECTOR | 5615A0043 | M | 239 | 40 | CRE1 | 104 | NB | 35 NOS | 416.25 | 14568.75 | 2020-12-20 | 920922026 | 20 | 2020-10-22
1002414081 | 227-CRM - Electrical Maintenance | 153574-Pankaj Kumar | 2020-10-21 | RO | 1 | N/W PASSIVE DEVICE CAT 6 CABLE | 6006A0002 | M | 212 | 40 | CRE1 | 121 | NB | 1 RLL | 13950 | 13950 | 2020-11-20 | 4406649594 | 10 | 2020-10-22
1002414815 | 227-CRM - Electrical Maintenance | 153574-Pankaj Kumar | 2020-10-22 | PR | 2 | PUSH BTN;ILLUMINATED PUSH BUTTON RED A | 5772A0179 | M | 234 | 40 | CRE1 | 101 | NP | 30 NOS | 7500 | 225000 | 2020-11-21 | 970333373 | 10 | 2020-11-02
1002414910 | 227-CRM - Electrical Maintenance | 149329-RAVI SHEKHAR | 2020-10-22 | PR | 3 | CCTV VARIFOCAL LENS SAMSUNG SLA-550DV | 5648A0325 | M | 314 | 40 | CRE1 | 121 | NB | 3 NOS | 5000 | 15000 | 2020-11-21 | 920925746 | 10 | 2020-10-31
1002414910 | 227-CRM - Electrical Maintenance | 149329-RAVI SHEKHAR | 2020-10-22 | PR | 4 | CCTV CAMERA ADAPTER ANY REPUTED ANY | 5648A0340 | M | 314 | 40 | CRE1 | 121 | NB | 4 NOS | 231.04 | 924.16 | 2020-11-21 | 920925746 | 20 | 2020-10-31
1002414910 | 227-CRM - Electrical Maintenance | 149329-RAVI SHEKHAR | 2020-10-22 | PR | 7 | CCTV CAM;768(H) X 494(V) RS-485 CAMERA | 5566A0107 | M | 314 | 40 | CRE1 | 121 | NB | 4 NOS | 13000 | 52000 | 2020-11-22 | 920925746 | 30 | 2020-10-31
1002414910 | 227-CRM - Electrical Maintenance | 149329-RAVI SHEKHAR | 2020-10-22 | PR | 8 | CAMRA&ACC | 5648A0058 | M | 314 | 40 | CRE1 | 121 | NB | 2 NOS | 55000 | 110000 | 2020-11-22 | 920925746 | 40 | 2020-10-31
1002415515 | 227-CRM - Electrical Maintenance | 153574-Pankaj Kumar | 2020-10-23 | RO | 1 | SHEET PROTECTOR (PACK OF 100) (A4-Size) | 0798A0327 | M | 277 | 40 | CRMO | 133 | NB | 10 NOS | 145 | 1450 | 2020-10-23 | 4406683481 | 10 | 2020-10-30
1002415994 | 227-CRM - Electrical Maintenance | 153574-Pankaj Kumar | 2020-10-24 | PR | 2 | PUSH BTTN;ILLUMINATEDREDSCHNEIDER | 5772A0068 | M | 234 | 40 | CRE1 | 104 | NB | 60 NOS | 281.34 | 16880.4 | 2020-11-23 | 920925423 | 10 | 2020-10-30
1002415994 | 227-CRM - Electrical Maintenance | 153574-Pankaj Kumar | 2020-10-24 | PR | 3 | PUSH BTTN;ILLUMINATEDGREENSCHNEIDER | 5772A0069 | M | 234 | 40 | CRE1 | 104 | NB | 60 NOS | 273.34 | 16400.4 | 2020-11-23 | 920925423 | 20 | 2020-10-30
1002416502 | 227-CRM - Electrical Maintenance | 504850-ANOOP RADHEYSHYAM PANDEY | 2020-10-26 | RO | 1 | IP CAMERA WITH POE HONEYWELL HCW2G | 5648A0270 | M | 314 | 40 | CRE1 | 121 | NB | 1 PCE | 35500 | 35500 | 2020-11-25 | 4406683579 | 10 | 2020-10-30
1002416502 | 227-CRM - Electrical Maintenance | 504850-ANOOP RADHEYSHYAM PANDEY | 2020-10-26 | RO | 2 | 1/3 VARIFOCAL LENS HONEYWELL HLD5V50D | 5648A0267 | M | 314 | 40 | CRE1 | 121 | NB | 1 NOS | 13500 | 13500 | 2020-11-25 | 4406683579 | 20 | 2020-10-30
1002416513 | 227-CRM - Electrical Maintenance | 504850-ANOOP RADHEYSHYAM PANDEY | 2020-10-26 | RO | 1 | CAMERA ENCLOSURE ANY REPUTED FOR IP CA | 5648A0279 | M | 314 | 40 | CRE1 | 121 | NB | 2 PCE | 77000 | 154000 | 2020-11-25 | 4406875284 | 10 | 2020-12-15
1002416513 | 227-CRM - Electrical Maintenance | 504850-ANOOP RADHEYSHYAM PANDEY | 2020-10-26 | RO | 2 | TABLET;WINMATE M133W TABLET PC WLAN/BL | 6096A0012 | M | 212 | 40 | CRE1 | 121 | NB | 2 NOS | 265000 | 530000 | 2020-11-25 | 4406875284 | 20 | 2020-12-15
1002416513 | 227-CRM - Electrical Maintenance | 504850-ANOOP RADHEYSHYAM PANDEY | 2020-10-26 | RO | 3 | 1/3 VARIFOCAL LENS HONEYWELL HLD5V50D | 5648A0267 | M | 314 | 40 | CRE1 | 121 | NB | 2 NOS | 13500 | 27000 | 2020-11-25 | 4406875284 | 30 | 2020-12-15
1002416513 | 227-CRM - Electrical Maintenance | 504850-ANOOP RADHEYSHYAM PANDEY | 2020-10-26 | RO | 4 | IP CAMERA WITH POE HONEYWELL HCW2G | 5648A0270 | M | 314 | 40 | CRE1 | 121 | NB | 3 PCE | 35500 | 106500 | 2020-11-25 | 4406875284 | 40 | 2020-12-15
1002417437 | 227-CRM - Electrical Maintenance | 149487-ABHAY KUMAR MANDAL | 2020-10-28 | RO | 1 | SUGAR | 1044A0020 | M | 218 | 40 | CRMO | 133 | NB | 10 KG | 42 | 420 | 2020-10-28 | 4406877433 | 10 | 2020-12-15
1002417437 | 227-CRM - Electrical Maintenance | 149487-ABHAY KUMAR MANDAL | 2020-10-28 | RO | 2 | CANTEEN EDIBLES ( milk ) | 1044A0051 | M | 218 | 40 | CRMO | 133 | NB | 16 KG | 449.63 | 7194.08 | 2020-10-28 | 4406877433 | 20 | 2020-12-15
1002417437 | 227-CRM - Electrical Maintenance | 149487-ABHAY KUMAR MANDAL | 2020-10-28 | RO | 3 | CANTEEN EDIBLES TATA TEA | 1044A0053 | M | 218 | 40 | CRMO | 133 | NB | 5 KG | 465.03 | 2325.15 | 2020-10-28 | 4406877433 | 30 | 2020-12-15
1002418518 | 227-CRM - Electrical Maintenance | 504850-ANOOP RADHEYSHYAM PANDEY | 2020-10-29 | PR | 1 | FLW MTR;0-10 MPaWATER/LIQUID M3HVORTEX | 5493A0277 | M | 256 | 40 | CRE1 | 104 | NB | 1 NOS | 48000 | 48000 | 2020-11-20 | 920925431 | 10 | 2020-10-30
1002418524 | 227-CRM - Electrical Maintenance | 504850-ANOOP RADHEYSHYAM PANDEY | 2020-10-29 | PR | 1 | SPECIAL INSTRUMENT | 6049A0044 | M | 256 | 40 | CRE1 | 101 | NB | 6 EA | 80000 | 480000 | 2020-11-29 | 920943770 | 10 | 2020-12-15
1002418604 | 227-CRM - Electrical Maintenance | 123226-Mr Swapan Bera | 2020-10-29 | PR | 1 | WKY TLKY;WALKIE BASE UNIT TWO WAY 16 1 | 5564A0027 | M | 212 | 40 | CR01 | 121 | NP | 6 NOS | 34000 | 204000 | 2020-11-28 | 970333460 | 10 | 2020-11-02
1002418727 | 227-CRM - Electrical Maintenance | 154844-JEEVAN JYOTI JENA | 2020-10-29 | RO | 1 | LUMR;WELL GLASS29WAC140 - 270VNO | 6093A0014 | M | 229 | 40 | CRE1 | 101 | NB | 50 NOS | 750 | 37500 | 2020-11-28 | 4406934397 | 10 | 2020-12-28
1002418727 | 227-CRM - Electrical Maintenance | 154844-JEEVAN JYOTI JENA | 2020-10-29 | RO | 2 | LUMR;WELL GLASS39WAC140 - 270VNO | 6093A0031 | M | 229 | 40 | CRE1 | 101 | NB | 100 NOS | 680 | 68000 | 2020-11-28 | 4406934397 | 20 | 2020-12-28
1002418893 | 227-CRM - Electrical Maintenance | 504850-ANOOP RADHEYSHYAM PANDEY | 2020-10-30 | PR | 1 | TMNG BLT;BANDO SYNCHRONOUS BELT 723.90 | 5131A0096 | M | 310 | 40 | CRE1 | 104 | NB | 10 NOS | 4000 | 40000 | 2020-11-29 | 920925440 | 10 | 2020-10-30
1002419232 | 227-CRM - Electrical Maintenance | 153574-Pankaj Kumar | 2020-10-30 | PR | 1 | RED & WHITE CONSPICUITY ROLL981-3263M | 5953A0069 | M | 290 | 40 | CRE1 | 104 | NB | 25 RLL | 4000 | 100000 | 2020-11-29 | 920926471 | 10 | 2020-11-02
1002419520 | 227-CRM - Electrical Maintenance | 121461-R K Sachan | 2020-10-31 | PR | 2 | ED USER COM SPR;2 TB PORTABLE HARD DISK | 5309A0360 | M | 212 | 40 | CRE1 | 121 | NB | 4 NOS | 6000 | 24000 | 2020-11-30 | 920926986 | 10 | 2020-11-03
1002419876 | 227-CRM - Electrical Maintenance | 153574-Pankaj Kumar | 2020-10-31 | RO | 1 | SUGAR | 1044A0020 | M | 218 | 40 | CRMO | 133 | NB | 15 KG | 42 | 630 | 2020-10-31 | 4406695279 | 10 | 2020-11-02
1002419876 | 227-CRM - Electrical Maintenance | 153574-Pankaj Kumar | 2020-10-31 | RO | 2 | CANTEEN EDIBLES ( milk ) | 1044A0051 | M | 218 | 40 | CRMO | 133 | NB | 18 KG | 449.63 | 8093.34 | 2020-10-31 | 4406695279 | 20 | 2020-11-02
1002419876 | 227-CRM - Electrical Maintenance | 153574-Pankaj Kumar | 2020-10-31 | RO | 4 | CANTEEN EDIBLES TATA TEA | 1044A0053 | M | 218 | 40 | CRMO | 133 | NB | 5 KG | 465.03 | 2325.15 | 2020-10-31 | 4406695279 | 30 | 2020-11-02
1002420363 | 227-CRM - Electrical Maintenance | 121461-R K Sachan | 2020-11-02 | RO | 1 | SUGAR | 1044A0020 | M | 218 | 40 | CRMO | 133 | NB | 18 KG | 42 | 756 | 2020-11-02 | 4406695829 | 10 | 2020-11-02
1002420363 | 227-CRM - Electrical Maintenance | 121461-R K Sachan | 2020-11-02 | RO | 2 | CANTEEN EDIBLES ( milk ) | 1044A0051 | M | 218 | 40 | CRMO | 133 | NB | 24 KG | 449.63 | 10791.12 | 2020-11-02 | 4406695829 | 20 | 2020-11-02
1002420363 | 227-CRM - Electrical Maintenance | 121461-R K Sachan | 2020-11-02 | RO | 3 | CANTEEN EDIBLES TATA TEA | 1044A0053 | M | 218 | 40 | CRMO | 133 | NB | 5 KG | 465.03 | 2325.15 | 2020-11-18 | 4406695829 | 30 | 2020-11-02
1002421191 | 227-CRM - Electrical Maintenance | 504850-ANOOP RADHEYSHYAM PANDEY | 2020-11-03 | PR | 1 | COMN MODM;RS 232 TO RS 422/485 CONVERTER | 5652A0045 | M | 292 | 40 | CRE1 | 104 | NB | 6 NOS | 5995 | 35970 | 2020-11-30 | 920927938 | 10 | 2020-11-05
1002421965 | 227-CRM - Electrical Maintenance | 504850-ANOOP RADHEYSHYAM PANDEY | 2020-11-04 | RO | 1 | WIRELESS FOR CAMERA EXTREME AP7562 | 5648A0271 | M | 314 | 40 | CRE1 | 121 | NB | 2 PCE | 225000 | 450000 | 2020-12-04 | 4406805262 | 10 | 2020-11-28
1002422319 | 227-CRM - Electrical Maintenance | 504850-ANOOP RADHEYSHYAM PANDEY | 2020-11-05 | RO | 1 | SPECIAL INSTRUMENT | 6049A0022 | M | 256 | 40 | CRE1 | 121 | NB | 2 PCE | 245000 | 490000 | 2020-12-05 | 4406805263 | 10 | 2020-11-28
1002422320 | 227-CRM - Electrical Maintenance | 504850-ANOOP RADHEYSHYAM PANDEY | 2020-11-05 | RO | 1 | SUGAR | 1044A0020 | M | 218 | 40 | CRMO | 133 | NB | 30 KG | 42 | 1260 | 2020-11-05 | 4406734064 | 10 | 2020-11-11
1002422320 | 227-CRM - Electrical Maintenance | 504850-ANOOP RADHEYSHYAM PANDEY | 2020-11-05 | RO | 2 | CANTEEN EDIBLES ( milk ) | 1044A0051 | M | 218 | 40 | CRMO | 133 | NB | 30 KG | 449.63 | 13488.9 | 2020-11-05 | 4406734064 | 20 | 2020-11-11
1002422320 | 227-CRM - Electrical Maintenance | 504850-ANOOP RADHEYSHYAM PANDEY | 2020-11-05 | RO | 3 | CANTEEN EDIBLES TATA TEA | 1044A0053 | M | 218 | 40 | CRMO | 133 | NB | 15 KG | 465.03 | 6975.45 | 2020-11-21 | 4406734064 | 30 | 2020-11-11
1002422635 | 227-CRM - Electrical Maintenance | 504850-ANOOP RADHEYSHYAM PANDEY | 2020-11-05 | RO | 1 | SCANNINGEDITING & CLEANING (SIZE A4) | 0798A0402 | M | 277 | 40 | CRE1 | 133 | NB | 4800 NOS | 5 | 24000 | 2020-11-05 | 4406709149 | 10 | 2020-11-05
1002422905 | 227-CRM - Electrical Maintenance | 198458-ANUPAM ANAND DUBEY | 2020-11-05 | PR | 1 | POWR SPLY;110VAC130KV3MA | 5262A0245 | M | 235 | 40 | CRE1 | 107 | NP | 1 NOS | 717200 | 717200 | 2021-01-04 | 970336867 | 10 | 2020-11-25
1002422905 | 227-CRM - Electrical Maintenance | 198458-ANUPAM ANAND DUBEY | 2020-11-05 | PR | 2 | POWR SPLY;110VAC130KV3MA | 5262A0246 | M | 235 | 40 | CRE1 | 107 | NP | 1 NOS | 652000 | 652000 | 2021-01-04 | 970336867 | 20 | 2020-11-25
1002423811 | 227-CRM - Electrical Maintenance | 504850-ANOOP RADHEYSHYAM PANDEY | 2020-11-07 | PR | 1 | INDICATOR;4-20MA7 SEGMENT DISPLAY | 5657A0032 | M | 240 | 40 | CRE1 | 104 | NB | 1 NOS | 49000 | 49000 | 2020-12-07 | 920937124 | 10 | 2020-11-28
1002424095 | 227-CRM - Electrical Maintenance | 123226-Mr Swapan Bera | 2020-11-07 | PR | 1 | ACTTRCNTRL VLV;CONTINOUS CONTROL | 5519A0092 | M | 256 | 40 | CRE1 | 101 | NP | 5 NOS | 225000 | 1125000 | 2020-12-14 | 970342047 | 10 | 2020-12-29
1002424813 | 227-CRM - Electrical Maintenance | 149329-RAVI SHEKHAR | 2020-11-09 | PR | 1 | USB SPEAKERNOSSPEAK 410JABRA | 5789A0160 | M | 276 | 40 | CRE1 | 121 | NP | 2 NOS | 9500 | 19000 | 2020-12-09 | 970337951 | 10 | 2020-12-02
1002424838 | 227-CRM - Electrical Maintenance | 504850-ANOOP RADHEYSHYAM PANDEY | 2020-11-09 | RO | 1 | SUGAR | 1044A0020 | M | 218 | 40 | CRMO | 133 | NB | 20 KG | 42 | 840 | 2020-11-09 | 4407001785 | 10 | 2021-01-13
1002424838 | 227-CRM - Electrical Maintenance | 504850-ANOOP RADHEYSHYAM PANDEY | 2020-11-09 | RO | 2 | CANTEEN EDIBLES ( milk ) | 1044A0051 | M | 218 | 40 | CRMO | 133 | NB | 20 KG | 449.63 | 8992.6 | 2020-11-09 | 4407001785 | 20 | 2021-01-13
1002424838 | 227-CRM - Electrical Maintenance | 504850-ANOOP RADHEYSHYAM PANDEY | 2020-11-09 | RO | 3 | CANTEEN EDIBLES TATA TEA | 1044A0053 | M | 218 | 40 | CRMO | 133 | NB | 12 KG | 465.03 | 5580.36 | 2020-11-25 | 4407001785 | 30 | 2021-01-13
1002425446 | 227-CRM - Electrical Maintenance | 152780-Sushil Kumar Tripathy | 2020-11-10 | PR | 1 | PADLOCK;7 BRASS 3 NOSCOMMON LOCK KEY | 5411A0031 | M | 276 | 40 | CRE1 | 104 | NB | 15 NOS | 600 | 9000 | 2020-12-10 | 920930273 | 10 | 2020-11-11
1002425672 | 227-CRM - Electrical Maintenance | 153574-Pankaj Kumar | 2020-11-10 | PR | 3 | SPARE WHEEL DELACHAUX 8479 CRD SPA | 5531A0816 | M | 241 | 40 | CRE1 | 104 | NB | 50 NOS | 551.2 | 27560 | 2020-12-10 | 920935040 | 10 | 2020-11-23
1002426563 | 227-CRM - Electrical Maintenance | 149329-RAVI SHEKHAR | 2020-11-12 | RO | 1 | SOFTWARE;TRUE IMAGE ACRONIS CLIENT LIC | 5276A0216 | M | 212 | 40 | CRE1 | 121 | NB | 6 NOS | 3800 | 22800 | 2020-11-14 | 4406742793 | 10 | 2020-11-13
1002427129 | 227-CRM - Electrical Maintenance | 153574-Pankaj Kumar | 2020-11-12 | PR | 1 | AC MOTR;200 KW380 VSQUIRREL CAGE MILL | 5900A1912 | M | 230 | 40 | CRE1 | 101 | NB | 1 NOS | 600000 | 600000 | 2020-12-27 | 920954865 | 10 | 2021-01-11
1002427190 | 227-CRM - Electrical Maintenance | 121461-R K Sachan | 2020-11-13 | RO | 1 | DRIV SPR;CONTROL BOARDABB | 5542A1687 | M | 240 | 40 | CRE1 | 101 | NB | 1 NOS | 108900 | 108900 | 2020-12-28 | 4406875344 | 10 | 2020-12-15
1002427416 | 227-CRM - Electrical Maintenance | 121461-R K Sachan | 2020-11-13 | PR | 1 | INSLTG MTR;HT TAPE PVC FLAME RESISTANT | 5859A0464 | M | 228 | 40 | CRE1 | 104 | NB | 10 RLL | 388 | 3880 | 2020-12-13 | 920934247 | 10 | 2020-11-21
1002427508 | 227-CRM - Electrical Maintenance | 152780-Sushil Kumar Tripathy | 2020-11-13 | PR | 1 | DRV MODL;16 KVAHITACHI IGSH16T1 690 V | 6098A0441 | M | 240 | 40 | 227R | 101 | NP | 2 NOS | 150000 | 300000 | 2020-12-28 | 970336862 | 10 | 2020-11-25
1002427508 | 227-CRM - Electrical Maintenance | 152780-Sushil Kumar Tripathy | 2020-11-13 | PR | 2 | DRV MODL;49 KVAHITACHI IGSH49T2 690 V | 6098A0442 | M | 240 | 40 | 227R | 101 | NP | 1 NOS | 160000 | 160000 | 2020-12-28 | 970336862 | 20 | 2020-11-25
1002427508 | 227-CRM - Electrical Maintenance | 152780-Sushil Kumar Tripathy | 2020-11-13 | PR | 3 | DRV MODL;105 KVAHITACHI SA 690 V8113 | 6098A0443 | M | 240 | 40 | 227R | 101 | NP | 1 NOS | 250000 | 250000 | 2020-12-28 | 970336862 | 30 | 2020-11-25
1002427508 | 227-CRM - Electrical Maintenance | 152780-Sushil Kumar Tripathy | 2020-11-13 | PR | 4 | DRV MODL;200 KVAHITACHI SA 690 V8113 | 6098A0444 | M | 240 | 40 | 227R | 101 | NP | 1 NOS | 450000 | 450000 | 2020-12-28 | 970336862 | 40 | 2020-11-25
1002427587 | 227-CRM - Electrical Maintenance | 149329-RAVI SHEKHAR | 2020-11-13 | RO | 1 | SUGAR | 1044A0020 | M | 218 | 40 | CRMO | 133 | NB | 10 KG | 42 | 420 | 2020-11-16 | 4406789812 | 10 | 2020-11-24
1002427587 | 227-CRM - Electrical Maintenance | 149329-RAVI SHEKHAR | 2020-11-13 | RO | 2 | CANTEEN EDIBLES ( milk ) | 1044A0051 | M | 218 | 40 | CRMO | 133 | NB | 16 KG | 449.63 | 7194.08 | 2020-11-16 | 4406789812 | 20 | 2020-11-24
1002427587 | 227-CRM - Electrical Maintenance | 149329-RAVI SHEKHAR | 2020-11-13 | RO | 3 | CANTEEN EDIBLES TATA TEA | 1044A0053 | M | 218 | 40 | CRMO | 133 | NB | 5 KG | 465.03 | 2325.15 | 2020-11-16 | 4406789812 | 30 | 2020-11-24
1002428365 | 227-CRM - Electrical Maintenance | 153574-Pankaj Kumar | 2020-11-16 | PR | 1 | BRAKE;150MMELECTROMAGNETICDRUM | 5507A0038 | M | 237 | 40 | CRE1 | 101 | NP | 4 SET | 35616 | 142464 | 2020-12-16 | 970340263 | 10 | 2020-12-17
1002428365 | 227-CRM - Electrical Maintenance | 153574-Pankaj Kumar | 2020-11-16 | PR | 2 | BRKE ACC;WEDGEBCHBCHPD-3026-15 | 5521A0188 | M | 237 | 40 | CRE1 | 101 | NP | 3 NOS | 1000 | 3000 | 2020-12-16 | 970340263 | 20 | 2020-12-17
1002428365 | 227-CRM - Electrical Maintenance | 153574-Pankaj Kumar | 2020-11-16 | PR | 3 | BRKE ACC;BRAKE SHOE WITH LINERBCHBCH | 5521A0210 | M | 237 | 40 | CRE1 | 101 | NP | 8 PAA | 8000 | 64000 | 2020-12-16 | 970340263 | 30 | 2020-12-17
1002428919 | 227-CRM - Electrical Maintenance | 500111-PRAMOD PRASAD | 2020-11-17 | PR | 1 | POWER SUPPLY HITACHI MPD412A | 5620A3534 | M | 240 | 40 | CRE1 | 107 | NP | 1 SET | 50349 | 50349 | 2021-01-16 | 970339696 | 10 | 2020-12-14
1002428919 | 227-CRM - Electrical Maintenance | 500111-PRAMOD PRASAD | 2020-11-17 | PR | 2 | POWER SUPPLY HITACHI MPD411A | 5620A3535 | M | 240 | 40 | CRE1 | 107 | NP | 6 SET | 50349 | 302094 | 2021-01-16 | 970339696 | 20 | 2020-12-14
1002428919 | 227-CRM - Electrical Maintenance | 500111-PRAMOD PRASAD | 2020-11-17 | PR | 3 | POWER SUPPLY HITACHI MPD111A | 5620A3536 | M | 240 | 40 | CRE1 | 107 | NP | 2 SET | 60031.5 | 120063 | 2021-01-16 | 970339696 | 30 | 2020-12-14
1002428919 | 227-CRM - Electrical Maintenance | 500111-PRAMOD PRASAD | 2020-11-17 | PR | 4 | POWER SUPPLY HITACHI MPD112A | 5620A3537 | M | 240 | 40 | CRE1 | 107 | NP | 5 SET | 60031.5 | 300157.5 | 2021-01-16 | 970339696 | 40 | 2020-12-14
1002428919 | 227-CRM - Electrical Maintenance | 500111-PRAMOD PRASAD | 2020-11-17 | PR | 5 | POWER SUPPLY HITACHI MPD310A | 5620A3538 | M | 240 | 40 | CRE1 | 107 | NP | 6 SET | 50349 | 302094 | 2021-01-16 | 970339696 | 50 | 2020-12-14
1002428919 | 227-CRM - Electrical Maintenance | 500111-PRAMOD PRASAD | 2020-11-17 | PR | 6 | POWER SUPPLY HITACHI MPE401A | 5620A3539 | M | 240 | 40 | CRE1 | 107 | NP | 2 SET | 50349 | 100698 | 2021-01-16 | 970339696 | 60 | 2020-12-14
1002428919 | 227-CRM - Electrical Maintenance | 500111-PRAMOD PRASAD | 2020-11-17 | PR | 7 | POWER SUPPLY HITACHI MPD010A | 5620A3542 | M | 240 | 40 | CRE1 | 101 | NP | 4 SET | 60031.5 | 240126 | 2021-01-16 | 970339695 | 10 | 2020-12-14
1002428919 | 227-CRM - Electrical Maintenance | 500111-PRAMOD PRASAD | 2020-11-17 | PR | 8 | PLC SPR;AVR POWER SUPPLYHITACHI | 5620A1058 | M | 240 | 40 | CRE1 | 101 | NP | 2 NOS | 60031.5 | 120063 | 2021-01-16 | 970339695 | 20 | 2020-12-14
1002431289 | 227-CRM - Electrical Maintenance | 153574-Pankaj Kumar | 2020-11-21 | PR | 2 | PLC SPR;TERMINAL MODULEABBTU830V1 | 5620A1038 | M | 240 | 40 | CRE1 | 104 | NP | 9 NOS | 9453.08 | 85077.72 | 2021-01-20 | 970337952 | 10 | 2020-12-02
1002433511 | 227-CRM - Electrical Maintenance | 152780-Sushil Kumar Tripathy | 2020-11-25 | RO | 1 | SOFTWARE;TRUE IMAGE ACRONIS CLIENT LIC | 5276A0216 | M | 212 | 40 | CRE1 | 121 | NB | 4 NOS | 3800 | 15200 | 2020-12-25 | 4406830967 | 10 | 2020-12-04
1002434323 | 227-CRM - Electrical Maintenance | 121461-R K Sachan | 2020-11-26 | PR | 1 | ED USER COM SPR;2 TB PORTABLE HARD DISK | 5309A0360 | M | 212 | 40 | CRE1 | 121 | NB | 8 NOS | 4997.9 | 39983.2 | 2020-12-17 | 920937129 | 10 | 2020-11-28
1002434373 | 227-CRM - Electrical Maintenance | 121461-R K Sachan | 2020-11-26 | PR | 1 | LEVEL SWITCH BUHLER 2889999 | 6129A0234 | M | 256 | 40 | CRE1 | 104 | NP | 3 NOS | 20000 | 60000 | 2020-12-26 | 970339955 | 10 | 2020-12-15
1002434846 | 227-CRM - Electrical Maintenance | 121461-R K Sachan | 2020-11-27 | RO | 1 | SOFTWARE;TRUE IMAGE ACRONIS CLIENT LIC | 5276A0216 | M | 212 | 40 | CRE1 | 121 | NB | 13 NOS | 3800 | 49400 | 2020-11-27 | 4406801903 | 10 | 2020-11-27
1002435396 | 227-CRM - Electrical Maintenance | 119449-Swapan K Das | 2020-11-28 | PR | 1 | HARD DISK SEAGATE IPC SIMATIC IPC547E | 5309A1049 | M | 212 | 40 | CRE1 | 104 | NB | 4 NOS | 12000 | 48000 | 2020-11-28 | 920937964 | 10 | 2020-11-30
1002435403 | 227-CRM - Electrical Maintenance | 149329-RAVI SHEKHAR | 2020-11-28 | PR | 1 | SFTY SHOWR;EYE/FACE FOUNTAIN | 5832A0003 | M | 290 | 40 | CRE1 | 104 | NB | 1 SET | 12000 | 12000 | 2020-12-28 | 920937978 | 10 | 2020-11-30
1002436321 | 227-CRM - Electrical Maintenance | 121461-R K Sachan | 2020-11-30 | PR | 1 | HOTR;ELECTRONIC SINGLE 100 DB AT 1 MET | 5048A0031 | M | 233 | 40 | CRE1 | 104 | NB | 1 NOS | 5349.48 | 5349.48 | 2020-12-30 | 920938012 | 10 | 2020-11-30
1002436384 | 227-CRM - Electrical Maintenance | 121461-R K Sachan | 2020-11-30 | PR | 1 | INSLTG MTR;HT TAPE PVC FLAME RESISTANT | 5859A0464 | M | 228 | 40 | CRE1 | 104 | NB | 60 RLL | 388 | 23280 | 2020-12-31 | 920938005 | 10 | 2020-11-30
1002436397 | 227-CRM - Electrical Maintenance | 121461-R K Sachan | 2020-11-30 | PR | 1 | THRMPCL;CROMEL + ALUMINA SS 316 0.35 | 5671A0293 | M | 256 | 40 | CRE1 | 104 | NB | 30 NOS | 2100 | 63000 | 2020-12-30 | 920938053 | 10 | 2020-11-30
1002436415 | 227-CRM - Electrical Maintenance | 121461-R K Sachan | 2020-11-30 | PR | 1 | GREASE;BARIUM COMPLEX SOAP 12MM2/S AT | 5720A0093 | M | 260 | 40 | CRE1 | 104 | NB | 13 KG | 7500 | 97500 | 2020-12-30 | 920938055 | 10 | 2020-11-30
1002437756 | 227-CRM - Electrical Maintenance | 121461-R K Sachan | 2020-12-02 | PR | 1 | PLC SPR;TERMINAL MODULEABBTU830V1 | 5620A1038 | M | 240 | 40 | CRE1 | 101 | NP | 30 NOS | 9453.08 | 283592.4 | 2021-01-31 | 970339965 | 10 | 2020-12-15
1002438723 | 227-CRM - Electrical Maintenance | 504850-ANOOP RADHEYSHYAM PANDEY | 2020-12-03 | RO | 1 | IP CAMERA WITH POE HONEYWELL HCW2G | 5648A0270 | M | 314 | 40 | CRE1 | 121 | NB | 1 PCE | 35500 | 35500 | 2020-12-10 | 4406831000 | 10 | 2020-12-04
1002439026 | 227-CRM - Electrical Maintenance | 504850-ANOOP RADHEYSHYAM PANDEY | 2020-12-04 | RO | 1 | PR TRNTR;4 TO 20 MA DC WITH DIGITAL COM | 5496A0415 | M | 256 | 40 | CRE1 | 101 | NB | 2 NOS | 19931 | 39862 | 2020-12-04 | 4406830903 | 10 | 2020-12-04
1002439036 | 227-CRM - Electrical Maintenance | 504850-ANOOP RADHEYSHYAM PANDEY | 2020-12-04 | PR | 5 | SENSOR FOR CPC6 NIRECO CORPORATION JAP | 5956A2116 | M | 256 | 40 | CRE1 | 107 | NP | 1 NOS | 400000 | 400000 | 2021-01-03 | 970342042 | 10 | 2020-12-29
1002439036 | 227-CRM - Electrical Maintenance | 504850-ANOOP RADHEYSHYAM PANDEY | 2020-12-04 | PR | 6 | POST TYPE CONTROL PANEL SGA300 NIRECO C | 6128A0006 | M | 256 | 40 | CRE1 | 107 | NP | 1 NOS | 800000 | 800000 | 2021-01-03 | 970342042 | 20 | 2020-12-29
1002439054 | 227-CRM - Electrical Maintenance | 504850-ANOOP RADHEYSHYAM PANDEY | 2020-12-04 | PR | 1 | INST SPR;P. SUPPLY FOR X-RAY GENERATOR | 5956A0931 | M | 256 | 40 | CRE1 | 107 | NP | 2 NOS | 1635646.49 | 3271292.98 | 2020-12-04 | 970341170 | 10 | 2020-12-23
1002439359 | 227-CRM - Electrical Maintenance | 504850-ANOOP RADHEYSHYAM PANDEY | 2020-12-04 | PR | 1 | INST SPR;COLLIMATOR FOR GENRATING BEAM | 5956A0793 | M | 256 | 40 | CRE1 | 107 | NP | 1 NOS | 779996.58 | 779996.58 | 2020-12-07 | 970342055 | 10 | 2020-12-29
1002439359 | 227-CRM - Electrical Maintenance | 504850-ANOOP RADHEYSHYAM PANDEY | 2020-12-04 | PR | 2 | INST SPR;MEASURING HEAD XRAY C FRAME | 5956A0794 | M | 256 | 40 | CRE1 | 107 | NP | 1 NOS | 1418175.6 | 1418175.6 | 2020-12-07 | 970342055 | 20 | 2020-12-29
1002439359 | 227-CRM - Electrical Maintenance | 504850-ANOOP RADHEYSHYAM PANDEY | 2020-12-04 | PR | 3 | INST SPR;CALIBRATION UNITTOSHIBA | 5956A1144 | M | 256 | 40 | CRE1 | 107 | NP | 1 . | 1276358.04 | 1276358.04 | 2021-01-03 | 970342055 | 30 | 2020-12-29
1002439372 | 227-CRM - Electrical Maintenance | 504850-ANOOP RADHEYSHYAM PANDEY | 2020-12-04 | PR | 1 | XRAY GAUGE COOLER UNIT INR24259X45 SMC | 5778A1588 | M | 299 | 40 | CRE1 | 107 | NP | 1 NOS | 931263 | 931263 | 2021-03-04 | 970339960 | 10 | 2020-12-15
1002439783 | 227-CRM - Electrical Maintenance | 504850-ANOOP RADHEYSHYAM PANDEY | 2020-12-05 | PR | 1 | CONDUCTIVITY ANALYSER BURKET 8228 | 6127A0061 | M | 256 | 40 | CRE1 | 101 | NP | 1 SET | 388596 | 388596 | 2021-02-20 | 970339949 | 10 | 2020-12-15
1002439932 | 227-CRM - Electrical Maintenance | 149329-RAVI SHEKHAR | 2020-12-07 | PR | 1 | DRV MODL;2.2 KWABB ACS355 380 TO 480 | 6098A0287 | M | 240 | 40 | CRE1 | 101 | NP | 6 NOS | 20000 | 120000 | 2021-01-06 | 970338692 | 10 | 2020-12-07
1002440445 | 227-CRM - Electrical Maintenance | 149329-RAVI SHEKHAR | 2020-12-07 | PR | 1 | LADDER FOLDABLE 6 FTFIBRE REINFORC | 5819A0067 | M | 295 | 40 | CRE1 | 104 | NB | 3 NOS | 11874.33 | 35622.99 | 2021-01-06 | 920941613 | 10 | 2020-12-09
1002440445 | 227-CRM - Electrical Maintenance | 149329-RAVI SHEKHAR | 2020-12-07 | PR | 2 | LADDER FOLDABLE 3 FTFIBRE REINFORCED | 5819A0069 | M | 295 | 40 | CRE1 | 104 | NB | 3 NOS | 13003.62 | 39010.86 | 2021-01-06 | 920941613 | 20 | 2020-12-09
1002440479 | 227-CRM - Electrical Maintenance | 149329-RAVI SHEKHAR | 2020-12-07 | PR | 1 | FURNACE SPARE | 6019A0001 | M | 211 | 40 | CRE1 | 133 | NP | 6 NOS | 22000 | 132000 | 2021-01-07 | 970341164 | 10 | 2020-12-23
1002440479 | 227-CRM - Electrical Maintenance | 149329-RAVI SHEKHAR | 2020-12-07 | PR | 2 | FURNACE SPARE | 6019A0002 | M | 211 | 40 | CRE1 | 133 | NP | 2 NOS | 69859.3 | 139718.6 | 2021-01-07 | 970341164 | 20 | 2020-12-23
1002440766 | 227-CRM - Electrical Maintenance | 504850-ANOOP RADHEYSHYAM PANDEY | 2020-12-08 | PR | 1 | CAMRA&ACC;CAMERA HOUSINGSTANDARD | 5648A0161 | M | 314 | 40 | CRE1 | 104 | NB | 4 NOS | 12000 | 48000 | 2021-01-07 | 920941602 | 10 | 2020-12-09
1002440827 | 227-CRM - Electrical Maintenance | 121461-R K Sachan | 2020-12-08 | PR | 1 | CENTRIFUGAL FAN D2D160-CE02-16 ABB A | 5542A2658 | M | 240 | 40 | CRE1 | 101 | NP | 3 NOS | 123000 | 369000 | 2021-01-07 | 970339946 | 10 | 2020-12-15
1002441678 | 227-CRM - Electrical Maintenance | 198458-ANUPAM ANAND DUBEY | 2020-12-09 | PR | 1 | VISUALS;STOP ALUMINIUM ALLOYS 63*27* | 5787A0018 | M | 290 | 40 | CRE1 | 107 | NB | 4 NOS | 97800 | 391200 | 2021-01-08 | 920942036 | 10 | 2020-12-10
1002441732 | 227-CRM - Electrical Maintenance | 198458-ANUPAM ANAND DUBEY | 2020-12-09 | RO | 1 | SUGAR | 1044A0020 | M | 218 | 40 | CRMO | 133 | NB | 15 KG | 42 | 630 | 2020-12-16 | 4406882078 | 10 | 2020-12-16
1002441732 | 227-CRM - Electrical Maintenance | 198458-ANUPAM ANAND DUBEY | 2020-12-09 | RO | 2 | CANTEEN EDIBLES ( milk ) | 1044A0051 | M | 218 | 40 | CRMO | 133 | NB | 18 KG | 449.63 | 8093.34 | 2020-12-16 | 4406882078 | 20 | 2020-12-16
1002441732 | 227-CRM - Electrical Maintenance | 198458-ANUPAM ANAND DUBEY | 2020-12-09 | RO | 3 | CANTEEN EDIBLES TATA TEA | 1044A0053 | M | 218 | 40 | CRMO | 133 | NB | 5 KG | 465.03 | 2325.15 | 2020-12-16 | 4406882078 | 30 | 2020-12-16
1002441908 | 227-CRM - Electrical Maintenance | 504850-ANOOP RADHEYSHYAM PANDEY | 2020-12-09 | PR | 2 | S/GR SPR;TULIP CONTACT ASSEMBLYTOSHIBA | 5872A2052 | M | 234 | 40 | CRE1 | 107 | NP | 5 NOS | 232380 | 1161900 | 2021-02-28 | 970340272 | 10 | 2020-12-17
1002441908 | 227-CRM - Electrical Maintenance | 504850-ANOOP RADHEYSHYAM PANDEY | 2020-12-09 | PR | 3 | S/GR SPR;TULIP CONTACT ASSEMBLYTOSHIBA | 5872A2053 | M | 234 | 40 | CRE1 | 107 | NP | 5 NOS | 232380 | 1161900 | 2021-02-28 | 970340272 | 20 | 2020-12-17
1002441908 | 227-CRM - Electrical Maintenance | 504850-ANOOP RADHEYSHYAM PANDEY | 2020-12-09 | PR | 4 | S/GR SPR;TULIP CONTACT ASSEMBLYTOSHIBA | 5872A2051 | M | 234 | 40 | CR85 | 107 | NP | 5 NOS | 387300 | 1936500 | 2021-02-07 | 970340272 | 30 | 2020-12-17
1002442176 | 227-CRM - Electrical Maintenance | 504850-ANOOP RADHEYSHYAM PANDEY | 2020-12-10 | PR | 1 | FIELD SNSR;LASERLEUZE ELECTRONIC24VDC | 5700A0582 | M | 256 | 40 | CRE1 | 101 | NP | 4 NOS | 28500 | 114000 | 2021-02-28 | 970339962 | 10 | 2020-12-15
1002442176 | 227-CRM - Electrical Maintenance | 504850-ANOOP RADHEYSHYAM PANDEY | 2020-12-10 | PR | 2 | LASER SENSOR PEPPERL+FUCHS ROLL GAP CH | 5956A3177 | M | 256 | 40 | CRE1 | 101 | NP | 14 NOS | 28000 | 392000 | 2021-02-28 | 970339962 | 20 | 2020-12-15
1002442189 | 227-CRM - Electrical Maintenance | 504850-ANOOP RADHEYSHYAM PANDEY | 2020-12-10 | PR | 1 | OPTL PHTSNSR;OPTICAL LASER DISTANCE SENS | 5940A0071 | M | 256 | 40 | CRE1 | 104 | NB | 4 NOS | 12000 | 48000 | 2020-12-25 | 920941911 | 10 | 2020-12-10
1002442222 | 227-CRM - Electrical Maintenance | 504850-ANOOP RADHEYSHYAM PANDEY | 2020-12-10 | RO | 1 | PRINTING WITHOUT LAYOUT (FLOPPY) B/W | 0798A0403 | M | 277 | 40 | CR01 | 133 | NB | 6000 NOS | 1.48 | 8880 | 2020-12-10 | 4406859672 | 10 | 2020-12-11
1002442222 | 227-CRM - Electrical Maintenance | 504850-ANOOP RADHEYSHYAM PANDEY | 2020-12-10 | RO | 2 | SPIRAL BINDING (PGS 41-65)12MM | 0319A0201 | M | 277 | 40 | CR01 | 133 | NB | 1000 NOS | 3.95 | 3950 | 2020-12-10 | 4406859671 | 10 | 2020-12-11
1002442222 | 227-CRM - Electrical Maintenance | 504850-ANOOP RADHEYSHYAM PANDEY | 2020-12-10 | RO | 3 | SPIRAL BINDING (PGS.251-400) 45MM | 0319A0205 | M | 277 | 40 | CR01 | 133 | NB | 20 NOS | 9.45 | 189 | 2020-12-10 | 4406859672 | 20 | 2020-12-11
1002442222 | 227-CRM - Electrical Maintenance | 504850-ANOOP RADHEYSHYAM PANDEY | 2020-12-10 | RO | 4 | LAMINATIONON BOTH SIDES | 0798A0387 | M | 277 | 40 | CR01 | 133 | NB | 20 IN2 | 0.15 | 3 | 2020-12-10 | 4406859672 | 30 | 2020-12-11
1002442222 | 227-CRM - Electrical Maintenance | 504850-ANOOP RADHEYSHYAM PANDEY | 2020-12-10 | RO | 5 | PRINTING FROM CD(PAPER SIZE A2) | 0798A0395 | M | 277 | 40 | CR01 | 133 | NB | 1000 RLL | 24 | 24000 | 2020-12-10 | 4406859671 | 20 | 2020-12-11
1002442222 | 227-CRM - Electrical Maintenance | 504850-ANOOP RADHEYSHYAM PANDEY | 2020-12-10 | RO | 7 | TRANSPARENCY PLASTIC COVER | 0798A0415 | M | 277 | 40 | CR01 | 133 | NB | 50 NOS | 2.9 | 145 | 2020-12-10 | 4406859671 | 30 | 2020-12-11
1002442386 | 227-CRM - Electrical Maintenance | 149329-RAVI SHEKHAR | 2020-12-10 | PR | 1 | WIRELESS REMOTE OF EOT CRANE HYPRO6 REC | 5540A1625 | M | 240 | 40 | CRE1 | 101 | NP | 1 NOS | 52500 | 52500 | 2021-01-09 | 970340324 | 10 | 2020-12-17
1002442386 | 227-CRM - Electrical Maintenance | 149329-RAVI SHEKHAR | 2020-12-10 | PR | 2 | RDRMT TX;REMOTE TRANSMITTER | 5578A0024 | M | 240 | 40 | CRE1 | 101 | NP | 1 NOS | 21500 | 21500 | 2021-01-09 | 970340324 | 20 | 2020-12-17
1002442386 | 227-CRM - Electrical Maintenance | 149329-RAVI SHEKHAR | 2020-12-10 | PR | 3 | WIRELESS REMOTE OF EOT CRANE HYPRO6 REC | 5540A1623 | M | 240 | 40 | CRE1 | 101 | NP | 1 NOS | 87699 | 87699 | 2021-01-09 | 970340324 | 30 | 2020-12-17
1002442407 | 227-CRM - Electrical Maintenance | 121461-R K Sachan | 2020-12-10 | RO | 1 | PRESSURE SWITCH HED 8 0A 20/350K14S RE | 5243A4597 | M | 255 | 40 | CR01 | 100 | NB | 8 NOS | 13619.77 | 108958.16 | 2021-05-14 | 4406875376 | 10 | 2020-12-15
1002442430 | 227-CRM - Electrical Maintenance | 149329-RAVI SHEKHAR | 2020-12-10 | PR | 1 | FAN AXIAL 06 230V AC 1P-50HZ HITACHI | 5542A2902 | M | 240 | 40 | CRE1 | 101 | NP | 2 NOS | 5153 | 10306 | 2021-02-08 | 970339706 | 10 | 2020-12-14
1002442430 | 227-CRM - Electrical Maintenance | 149329-RAVI SHEKHAR | 2020-12-10 | PR | 2 | CAP EL 5600 UF 450V P/N:B43456 HITACHI | 5542A2903 | M | 240 | 40 | CRE1 | 101 | NP | 20 NOS | 8671 | 173420 | 2021-02-08 | 970339706 | 20 | 2020-12-14
1002442430 | 227-CRM - Electrical Maintenance | 149329-RAVI SHEKHAR | 2020-12-10 | PR | 3 | FAN AXIAL 04 24V DC P/N:AFB12 HITACHI | 5542A2904 | M | 240 | 40 | CRE1 | 101 | NP | 10 NOS | 4082 | 40820 | 2021-02-08 | 970339706 | 30 | 2020-12-14
1002442430 | 227-CRM - Electrical Maintenance | 149329-RAVI SHEKHAR | 2020-12-10 | PR | 4 | SEMIX 400A 1200V E-SERIES SEMI HITACHI | 5542A2905 | M | 240 | 40 | CRE1 | 101 | NP | 6 NOS | 22729 | 136374 | 2021-02-08 | 970339706 | 40 | 2020-12-14
1002442430 | 227-CRM - Electrical Maintenance | 149329-RAVI SHEKHAR | 2020-12-10 | PR | 5 | BO CARD EVALUATION BOARD 4S SK HITACHI | 5542A2906 | M | 240 | 40 | CRE1 | 101 | NP | 6 NOS | 18735 | 112410 | 2021-02-08 | 970339706 | 50 | 2020-12-14
1002442430 | 227-CRM - Electrical Maintenance | 149329-RAVI SHEKHAR | 2020-12-10 | PR | 6 | BO CARD LV DRIVE HRD 604 REV B HITACHI | 5542A2907 | M | 240 | 40 | CRE1 | 101 | NP | 2 NOS | 41042 | 82084 | 2021-02-08 | 970339706 | 60 | 2020-12-14
1002442430 | 227-CRM - Electrical Maintenance | 149329-RAVI SHEKHAR | 2020-12-10 | PR | 7 | CAP 0.47 UF 2000V DC MP-4 H4 ( HITACHI | 5542A2908 | M | 240 | 40 | CRE1 | 101 | NP | 6 NOS | 1045 | 6270 | 2021-02-08 | 970339706 | 70 | 2020-12-14
1002442430 | 227-CRM - Electrical Maintenance | 149329-RAVI SHEKHAR | 2020-12-10 | PR | 8 | SEMIX600A1200VE-SERIES SEMIKRO HITACHI | 5542A2909 | M | 240 | 40 | CRE1 | 101 | NP | 9 NOS | 19220 | 172980 | 2021-02-08 | 970339706 | 80 | 2020-12-14
1002442430 | 227-CRM - Electrical Maintenance | 149329-RAVI SHEKHAR | 2020-12-10 | PR | 9 | BO CARD LV DRIVE HRD 616 FAN HITACHI S | 5542A2910 | M | 240 | 40 | CRE1 | 101 | NP | 1 NOS | 14223 | 14223 | 2021-02-08 | 970339706 | 90 | 2020-12-14
1002442430 | 227-CRM - Electrical Maintenance | 149329-RAVI SHEKHAR | 2020-12-10 | PR | 10 | DRV MODL;7.5 KWHITACHI SJ700 380 TO 4 | 6098A0434 | M | 240 | 40 | CRE1 | 101 | NP | 1 NOS | 64000 | 64000 | 2021-02-08 | 970339706 | 100 | 2020-12-14
1002442430 | 227-CRM - Electrical Maintenance | 149329-RAVI SHEKHAR | 2020-12-10 | PR | 11 | DRV MODL;11 KWHITACHI SJ700 380 TO 48 | 6098A0435 | M | 240 | 40 | CRE1 | 101 | NP | 1 NOS | 67000 | 67000 | 2021-02-08 | 970339706 | 110 | 2020-12-14
1002442430 | 227-CRM - Electrical Maintenance | 149329-RAVI SHEKHAR | 2020-12-10 | PR | 12 | DRV MODL;90 KWHITACHI SJ700 380 TO 48 | 6098A0436 | M | 240 | 40 | CRE1 | 101 | NP | 1 NOS | 212000 | 212000 | 2021-02-08 | 970339706 | 120 | 2020-12-14
1002442430 | 227-CRM - Electrical Maintenance | 149329-RAVI SHEKHAR | 2020-12-10 | PR | 13 | DRV MODL;132 KWHITACHI SJ700 380 TO 4 | 6098A0437 | M | 240 | 40 | CRE1 | 101 | NP | 1 NOS | 342000 | 342000 | 2021-02-08 | 970339706 | 130 | 2020-12-14
1002442430 | 227-CRM - Electrical Maintenance | 149329-RAVI SHEKHAR | 2020-12-10 | PR | 14 | DRV MODL;220 KWHITACHI SJ700 380 TO 4 | 6098A0438 | M | 240 | 40 | CRE1 | 101 | NP | 1 NOS | 530000 | 530000 | 2021-02-08 | 970339706 | 140 | 2020-12-14
1002442430 | 227-CRM - Electrical Maintenance | 149329-RAVI SHEKHAR | 2020-12-10 | PR | 15 | DRV MODL;75 KWHITACHI SJ700 380 TO 48 | 6098A0439 | M | 240 | 40 | CRE1 | 101 | NP | 1 NOS | 209000 | 209000 | 2021-02-08 | 970339706 | 150 | 2020-12-14
1002442515 | 227-CRM - Electrical Maintenance | 121461-R K Sachan | 2020-12-10 | RO | 1 | THERMOCOUPLE;CR/ALSS 3160.5 SQMM | 5671A0107 | M | 256 | 40 | CRE1 | 101 | NB | 34 NOS | 1288 | 43792 | 2021-02-08 | 4406875357 | 10 | 2020-12-15
1002442515 | 227-CRM - Electrical Maintenance | 121461-R K Sachan | 2020-12-10 | RO | 2 | THRMPCL;CROMEL + ALUMINA SS 316 0.35 | 5671A0293 | M | 256 | 40 | CRE1 | 101 | NB | 15 NOS | 2100 | 31500 | 2021-01-09 | 4406875357 | 20 | 2020-12-15
1002442515 | 227-CRM - Electrical Maintenance | 121461-R K Sachan | 2020-12-10 | RO | 3 | THRMPCL;CHROMEL ALUMEL SS 316 0.5 M | 5671A0313 | M | 256 | 40 | CRE1 | 101 | NB | 8 NOS | 3200 | 25600 | 2021-01-10 | 4406875357 | 30 | 2020-12-15
1002443282 | 227-CRM - Electrical Maintenance | 149329-RAVI SHEKHAR | 2020-12-11 | RO | 1 | N/W TRANSRECEIVER FIBER MODULE;CISCO | 6015A0002 | M | 212 | 40 | CRE1 | 121 | NB | 3 NOS | 17706.71 | 53120.13 | 2021-01-10 | 4406878229 | 10 | 2020-12-15
1002443282 | 227-CRM - Electrical Maintenance | 149329-RAVI SHEKHAR | 2020-12-11 | RO | 2 | NW SPARES;SC COUPLER DUPLEX OM3 MM N | 6186A0030 | M | 212 | 40 | CRE1 | 121 | NB | 4 NOS | 765 | 3060 | 2021-01-10 | 4406878229 | 20 | 2020-12-15
1002443282 | 227-CRM - Electrical Maintenance | 149329-RAVI SHEKHAR | 2020-12-11 | RO | 3 | NW SPARES;SC-LC FO PATCHCORDOM3MM 3MTR | 6186A0032 | M | 212 | 40 | CRE1 | 121 | NB | 4 NOS | 1295 | 5180 | 2021-01-10 | 4406878229 | 30 | 2020-12-15
1002443324 | 227-CRM - Electrical Maintenance | 149329-RAVI SHEKHAR | 2020-12-11 | PR | 1 | PCB-HV-MOTHERBOARD 2001 THERMO FISHER S | 6133A0052 | M | 256 | 40 | CRE1 | 101 | NP | 1 NOS | 219000 | 219000 | 2021-01-10 | 970340264 | 10 | 2020-12-17
1002443324 | 227-CRM - Electrical Maintenance | 149329-RAVI SHEKHAR | 2020-12-11 | PR | 5 | TOOTHED BELT HTS NO. 40102000 RADIOMETR | 5908A0458 | M | 205 | 40 | CRE1 | 100 | NP | 1 NOS | 266152.64 | 266152.64 | 2021-02-10 | 970340265 | 10 | 2020-12-17
1002443324 | 227-CRM - Electrical Maintenance | 149329-RAVI SHEKHAR | 2020-12-11 | PR | 6 | PULSE TRANSMITTER 500 PULSES/R THERMO F | 6133A0085 | M | 256 | 40 | CRE1 | 101 | NP | 1 NOS | 80000 | 80000 | 2021-01-11 | 970340264 | 20 | 2020-12-17
1002443324 | 227-CRM - Electrical Maintenance | 149329-RAVI SHEKHAR | 2020-12-11 | PR | 7 | FUSE G-TYPE T2 THERMO FISHER SCIENTIFI | 6133A0120 | M | 256 | 40 | CRE1 | 101 | NP | 1 NOS | 1000 | 1000 | 2021-01-11 | 970340264 | 30 | 2020-12-17
1002443324 | 227-CRM - Electrical Maintenance | 149329-RAVI SHEKHAR | 2020-12-11 | PR | 8 | FUSE 63A THERMO FISHER SCIENTIFIC KT1 | 6133A0122 | M | 256 | 40 | CRE1 | 101 | NP | 1 NOS | 1000 | 1000 | 2021-01-11 | 970340264 | 40 | 2020-12-17
1002443324 | 227-CRM - Electrical Maintenance | 149329-RAVI SHEKHAR | 2020-12-11 | PR | 9 | FUSE G-TYPE T4 THERMO FISHER SCIENTIFI | 6133A0123 | M | 256 | 40 | CRE1 | 101 | NP | 1 NOS | 1000 | 1000 | 2021-01-11 | 970340264 | 50 | 2020-12-17
1002443490 | 227-CRM - Electrical Maintenance | 504850-ANOOP RADHEYSHYAM PANDEY | 2020-12-11 | PR | 1 | INDCTN HTR;1500 W1 230 V15 APORTABLE | 5049A0022 | M | 226 | 40 | CRE1 | 104 | NB | 4 NOS | 6000 | 24000 | 2021-01-10 | 920944079 | 10 | 2020-12-15
1002443583 | 227-CRM - Electrical Maintenance | 149329-RAVI SHEKHAR | 2020-12-12 | RO | 1 | LT CBL42.5MM2TINNED COPPERPVCFLEXIB | 5717A0159 | M | 222 | 40 | CRE1 | 101 | NB | 200 M | 71.2 | 14240 | 2021-01-11 | 4406886068 | 10 | 2020-12-17
1002443583 | 227-CRM - Electrical Maintenance | 149329-RAVI SHEKHAR | 2020-12-12 | RO | 2 | FESTOONING CABLE10X3C1KVCUEPRCSP SH | 0940A0056 | M | 222 | 40 | CRE1 | 101 | NB | 500 M | 360.45 | 180225 | 2020-12-12 | 4406886067 | 10 | 2020-12-17
1002443583 | 227-CRM - Electrical Maintenance | 149329-RAVI SHEKHAR | 2020-12-12 | RO | 3 | FESTOONING CABLE6X3CX1KVCUEPRCSP SH | 0940A0057 | M | 222 | 40 | CRE1 | 101 | NB | 500 M | 220 | 110000 | 2020-12-12 | 4406886067 | 20 | 2020-12-17
1002443583 | 227-CRM - Electrical Maintenance | 149329-RAVI SHEKHAR | 2020-12-12 | RO | 4 | LT CBL42.5MM2TINNED COPPERPVCFLEXIB | 5717A0159 | M | 222 | 40 | CRE1 | 101 | NB | 200 M | 71.2 | 14240 | 2021-01-11 | 4406886068 | 20 | 2020-12-17
1002443624 | 227-CRM - Electrical Maintenance | 198458-ANUPAM ANAND DUBEY | 2020-12-12 | PR | 1 | WIRELESS GTWY;ANTENNA PHOENIX RAD-ISM- | 5322A0078 | M | 212 | 40 | CRE1 | 104 | NP | 18 NOS | 5200 | 93600 | 2021-01-11 | 970340228 | 10 | 2020-12-17
1002443685 | 227-CRM - Electrical Maintenance | 149329-RAVI SHEKHAR | 2020-12-12 | PR | 3 | DIFF. PRESSURE TRANSMITER IFM ELECTRONI | 5956A1593 | M | 256 | 40 | CRE1 | 104 | NP | 1 NOS | 24707 | 24707 | 2021-01-20 | 970341172 | 10 | 2020-12-23
1002443685 | 227-CRM - Electrical Maintenance | 149329-RAVI SHEKHAR | 2020-12-12 | PR | 6 | PR SW;DIAPHRAM 30-150 MBARSPDT 150 % | 5499A0277 | M | 256 | 40 | CRE1 | 104 | NP | 2 NOS | 6500 | 13000 | 2021-01-20 | 970341172 | 20 | 2020-12-23
1002443685 | 227-CRM - Electrical Maintenance | 149329-RAVI SHEKHAR | 2020-12-12 | PR | 7 | PRESSURE SWITCH KROM SCHRODER DG500U | 6124A0279 | M | 256 | 40 | CRE1 | 104 | NP | 2 NOS | 7000 | 14000 | 2021-01-20 | 970341172 | 30 | 2020-12-23
1002443831 | 227-CRM - Electrical Maintenance | 121461-R K Sachan | 2020-12-12 | PR | 1 | S/GR SPR;LOCKING ARRANGEMNT FOR 3WT ACB | 5872A1966 | M | 234 | 40 | CRE1 | 104 | NP | 2 NOS | 20000 | 40000 | 2021-01-11 | 970342065 | 10 | 2020-12-29
1002443841 | 227-CRM - Electrical Maintenance | 149329-RAVI SHEKHAR | 2020-12-12 | PR | 1 | PNMTC SYS SPR;PUSH IN FITTING IN QS | 5190A1334 | M | 282 | 40 | CR01 | 104 | NP | 10 NOS | 105 | 1050 | 2021-01-11 | 970339964 | 10 | 2020-12-15
1002443841 | 227-CRM - Electrical Maintenance | 149329-RAVI SHEKHAR | 2020-12-12 | PR | 2 | PNMTC SYS SPR;PU TUBE 10 DIA159668 | 5190A1341 | M | 282 | 40 | CRE1 | 104 | NP | 100 NOS | 20 | 2000 | 2021-01-11 | 970339964 | 20 | 2020-12-15
1002443873 | 227-CRM - Electrical Maintenance | 121461-R K Sachan | 2020-12-12 | PR | 1 | ED USER COM SPR | 5309A0128 | M | 212 | 40 | CRE1 | 121 | NB | 2 NOS | 3000 | 6000 | 2021-01-11 | 920943968 | 10 | 2020-12-15
1002443873 | 227-CRM - Electrical Maintenance | 121461-R K Sachan | 2020-12-12 | PR | 2 | DESKTOPRAM-2GBDDR3-ENTRYLEVEL STANDARD | 5309A0853 | M | 212 | 40 | CRE1 | 121 | NB | 2 NOS | 3000 | 6000 | 2021-01-13 | 920943968 | 20 | 2020-12-15
1002444150 | 227-CRM - Electrical Maintenance | 149329-RAVI SHEKHAR | 2020-12-14 | RO | 2 | LUMR;WELL GLASS29WAC140 - 270VNO | 6093A0014 | M | 229 | 40 | CR93 | 101 | NB | 30 NOS | 750 | 22500 | 2021-01-13 | 4406933242 | 10 | 2020-12-28
1002444150 | 227-CRM - Electrical Maintenance | 149329-RAVI SHEKHAR | 2020-12-14 | RO | 3 | LUMR;FLOOD LIGHT150WAC140 - 270VNO | 6093A0037 | M | 229 | 40 | CR93 | 101 | NB | 100 NOS | 3600 | 360000 | 2021-01-13 | 4406933241 | 10 | 2020-12-28
1002444150 | 227-CRM - Electrical Maintenance | 149329-RAVI SHEKHAR | 2020-12-14 | RO | 4 | LUMR;FLOOD LIGHT300WAC140 - 270VYES | 6093A0042 | M | 229 | 40 | CRE1 | 101 | NB | 50 NOS | 7980 | 399000 | 2021-01-13 | 4406933243 | 10 | 2020-12-28
1002444334 | 227-CRM - Electrical Maintenance | 149329-RAVI SHEKHAR | 2020-12-14 | PR | 1 | 33KV ELECT INSULATING MAT | 5355A0021 | M | 228 | 40 | CRE1 | 104 | NB | 50 NOS | 800 | 40000 | 2021-01-13 | 920943932 | 10 | 2020-12-15
1002444334 | 227-CRM - Electrical Maintenance | 149329-RAVI SHEKHAR | 2020-12-14 | PR | 2 | 33KV ELECT INSULATING MATWITH PASTING | 5355A0007 | M | 228 | 40 | CRE1 | 104 | NB | 50 M | 800 | 40000 | 2021-01-13 | 920943932 | 20 | 2020-12-15
1002444904 | 227-CRM - Electrical Maintenance | 152780-Sushil Kumar Tripathy | 2020-12-15 | PR | 3 | HOUSE WRG MATDURO BOXDEVI POLYMER PVT | 5844A0009 | M | 227 | 40 | CRE1 | 104 | NB | 3 NOS | 4644 | 13932 | 2021-01-14 | 920944760 | 10 | 2020-12-17
1002444904 | 227-CRM - Electrical Maintenance | 152780-Sushil Kumar Tripathy | 2020-12-15 | PR | 4 | HOUSE WRG MATDURO BOXDEVI POLYMER PVT | 5844A0035 | M | 227 | 40 | CRE1 | 104 | NB | 5 NOS | 2130.06 | 10650.3 | 2021-01-14 | 920944760 | 20 | 2020-12-17
1002444904 | 227-CRM - Electrical Maintenance | 152780-Sushil Kumar Tripathy | 2020-12-15 | PR | 6 | HOUSE WRG MATDURO BOX POLESTER ENCLDEV | 5844A0037 | M | 227 | 40 | CRE1 | 104 | NB | 10 NOS | 1097 | 10970 | 2021-01-14 | 920944760 | 30 | 2020-12-17
1002444904 | 227-CRM - Electrical Maintenance | 152780-Sushil Kumar Tripathy | 2020-12-15 | PR | 7 | HOUSE WRG MATDURO BOXDEVI POLYMER PVT | 5844A0053 | M | 227 | 40 | CRE1 | 104 | NB | 3 NOS | 3790 | 11370 | 2021-01-14 | 920944760 | 40 | 2020-12-17
1002444904 | 227-CRM - Electrical Maintenance | 152780-Sushil Kumar Tripathy | 2020-12-15 | PR | 8 | HOUSE WRG MATDURO BOXDEVI POLYMER PVT | 5844A0054 | M | 227 | 40 | CRE1 | 104 | NB | 5 NOS | 1394.05 | 6970.25 | 2021-01-14 | 920944760 | 50 | 2020-12-17
1002444904 | 227-CRM - Electrical Maintenance | 152780-Sushil Kumar Tripathy | 2020-12-15 | PR | 9 | HOUSE WRG MATDURO BOX POLESTER ENCLDEV | 5844A0063 | M | 227 | 40 | CRE1 | 104 | NB | 3 NOS | 5517.52 | 16552.56 | 2021-01-14 | 920944760 | 60 | 2020-12-17
1002444904 | 227-CRM - Electrical Maintenance | 152780-Sushil Kumar Tripathy | 2020-12-15 | PR | 10 | DURO BOX DEVI POLYMER PVT LTD 2NOS HOL | 5844A0104 | M | 227 | 40 | CRE1 | 104 | NB | 3 NOS | 3182 | 9546 | 2021-01-14 | 920944760 | 70 | 2020-12-17
1002445645 | 227-CRM - Electrical Maintenance | 121461-R K Sachan | 2020-12-16 | PR | 1 | PUSH BTN;ILLUMINATED PUSH BUTTON GREEN | 5772A0182 | M | 234 | 40 | CRE1 | 104 | NB | 20 NOS | 1800 | 36000 | 2020-12-31 | 920944359 | 10 | 2020-12-16
1002445917 | 227-CRM - Electrical Maintenance | 410231-Mr.N S Jaggi | 2020-12-16 | RO | 1 | LT CBL;2 1.5 MM2ALUMINIUM XLPE ARMOU | 5717A0737 | M | 222 | 40 | 227R | 100 | NB | 100 M | 63.7 | 6370 | 2021-05-13 | 4407126394 | 10 | 2021-02-11
1002445917 | 227-CRM - Electrical Maintenance | 410231-Mr.N S Jaggi | 2020-12-16 | RO | 2 | RELAY MODULE HONEYWELL TC810/R1024 | 6088A0117 | M | 244 | 40 | CRE1 | 100 | NB | 20 NOS | 7693 | 153860 | 2021-05-13 | 4407126394 | 20 | 2021-02-11
1002445917 | 227-CRM - Electrical Maintenance | 410231-Mr.N S Jaggi | 2020-12-16 | RO | 3 | FLANGELESS INTELLIGENT BASE HONEYWELL | 6088A0118 | M | 244 | 40 | CRE1 | 100 | NB | 233 NOS | 838.88 | 195459.04 | 2021-05-13 | 4407126394 | 30 | 2021-02-11
1002445917 | 227-CRM - Electrical Maintenance | 410231-Mr.N S Jaggi | 2020-12-16 | RO | 4 | ADDRESSABLE MANUAL PULL STN. HONEYWELL | 6088A0136 | M | 244 | 40 | CRE1 | 100 | NB | 25 NOS | 9653 | 241325 | 2021-05-13 | 4407126394 | 40 | 2021-02-11
1002445917 | 227-CRM - Electrical Maintenance | 410231-Mr.N S Jaggi | 2020-12-16 | RO | 5 | DETECTORPHOTOELECTACCLIMATE HONEYWEL | 6088A0140 | M | 244 | 40 | CRE1 | 100 | NB | 230 NOS | 7938 | 1825740 | 2021-05-13 | 4407126394 | 50 | 2021-02-11
1002445917 | 227-CRM - Electrical Maintenance | 410231-Mr.N S Jaggi | 2020-12-16 | RO | 6 | INTELLIGENT 135 DEGREE FIXED HONEYWELL | 6088A0143 | M | 244 | 40 | CRE1 | 100 | NB | 3 NOS | 6913.9 | 20741.7 | 2021-05-13 | 4407126394 | 60 | 2021-02-11
1002445917 | 227-CRM - Electrical Maintenance | 410231-Mr.N S Jaggi | 2020-12-16 | RO | 7 | RESPONSE INDICATOR AGNI RESPONSE IND | 6088A0154 | M | 244 | 40 | CRE1 | 100 | NB | 50 NOS | 78.4 | 3920 | 2021-05-13 | 4407126394 | 70 | 2021-02-11
1002445917 | 227-CRM - Electrical Maintenance | 410231-Mr.N S Jaggi | 2020-12-16 | RO | 8 | LOOP CONTROL MODULE HONEYWELL XLS-LC | 6088A0159 | M | 244 | 40 | CRE1 | 100 | NB | 1 NOS | 49000 | 49000 | 2021-05-13 | 4407126394 | 80 | 2021-02-11
1002445917 | 227-CRM - Electrical Maintenance | 410231-Mr.N S Jaggi | 2020-12-16 | RO | 9 | LOOP EXPANDER MODULE HONEYWELL XLS-L | 6088A0146 | M | 244 | 40 | CRE1 | 100 | NB | 1 NOS | 39386.2 | 39386.2 | 2021-05-13 | 4407126394 | 90 | 2021-02-11
1002446037 | 227-CRM - Electrical Maintenance | 152780-Sushil Kumar Tripathy | 2020-12-16 | PR | 1 | SPAREINSTRUMENTATION;I/P CONVERTERABB | 5956A0199 | M | 256 | 40 | CRE1 | 104 | NP | 7 NOS | 12000 | 84000 | 2021-01-15 | 970340268 | 10 | 2020-12-17
1002446356 | 227-CRM - Electrical Maintenance | 504850-ANOOP RADHEYSHYAM PANDEY | 2020-12-16 | PR | 1 | PURGE SET SOLENOID VALVE 1 CKD CORPORAT | 5956A1951 | M | 256 | 40 | CRE1 | 107 | NP | 5 NOS | 13434.79 | 67173.95 | 2021-01-30 | 970340323 | 10 | 2020-12-17
1002446356 | 227-CRM - Electrical Maintenance | 504850-ANOOP RADHEYSHYAM PANDEY | 2020-12-16 | PR | 2 | PURGE SET SOLENOID VALVE 23 CKD CORPOR | 5956A1952 | M | 256 | 40 | CRE1 | 101 | NP | 5 NOS | 26723.7 | 133618.5 | 2021-01-30 | 970340322 | 10 | 2020-12-17
1002446356 | 227-CRM - Electrical Maintenance | 504850-ANOOP RADHEYSHYAM PANDEY | 2020-12-16 | PR | 3 | MINITURE VALVE CKD CORPORATION JAPAN A | 5956A1954 | M | 256 | 40 | CRE1 | 107 | NP | 5 NOS | 1871.95 | 9359.75 | 2021-01-30 | 970340323 | 20 | 2020-12-17
1002446356 | 227-CRM - Electrical Maintenance | 504850-ANOOP RADHEYSHYAM PANDEY | 2020-12-16 | PR | 4 | REGULATOR WITH GAUGE SMC ACID LEVEL ME | 5956A1994 | M | 256 | 40 | CRE1 | 107 | NP | 12 NOS | 6584.1 | 79009.2 | 2021-01-30 | 970340323 | 30 | 2020-12-17
1002446356 | 227-CRM - Electrical Maintenance | 504850-ANOOP RADHEYSHYAM PANDEY | 2020-12-16 | PR | 5 | STRAIGHT FOR LT S JOINT JAPAN ACID LEV | 5956A1995 | M | 256 | 40 | CRE1 | 107 | NP | 4 NOS | 2969.3 | 11877.2 | 2021-01-30 | 970340323 | 40 | 2020-12-17
1002446356 | 227-CRM - Electrical Maintenance | 504850-ANOOP RADHEYSHYAM PANDEY | 2020-12-16 | PR | 6 | ELBO UNION FOR PURGE TUBE S JOINT JAPAN | 5956A1996 | M | 256 | 40 | CRE1 | 107 | NP | 2 NOS | 2969.3 | 5938.6 | 2021-01-30 | 970340323 | 50 | 2020-12-17
1002446356 | 227-CRM - Electrical Maintenance | 504850-ANOOP RADHEYSHYAM PANDEY | 2020-12-16 | PR | 7 | STRAIGHT UNION CONNECTOR S JOINT JAPAN | 5956A1997 | M | 256 | 40 | CRE1 | 107 | NP | 4 NOS | 2969.3 | 11877.2 | 2021-01-30 | 970340323 | 60 | 2020-12-17
1002446356 | 227-CRM - Electrical Maintenance | 504850-ANOOP RADHEYSHYAM PANDEY | 2020-12-16 | PR | 8 | NYLON TUBE PISCO JAPAN ACID LEVEL MEAS | 5956A1998 | M | 256 | 40 | CRE1 | 107 | NP | 5 NOS | 3485.7 | 17428.5 | 2020-12-16 | 970340323 | 70 | 2020-12-17
1002446356 | 227-CRM - Electrical Maintenance | 504850-ANOOP RADHEYSHYAM PANDEY | 2020-12-16 | PR | 9 | STRAIGHT PISCO JAPAN ACID LEVEL MEASUR | 5956A1999 | M | 256 | 40 | CRE1 | 107 | NP | 20 NOS | 1871.95 | 37439 | 2021-01-30 | 970340323 | 80 | 2020-12-17
1002446356 | 227-CRM - Electrical Maintenance | 504850-ANOOP RADHEYSHYAM PANDEY | 2020-12-16 | PR | 10 | UNION TEE PISCO JAPAN ACID LEVEL MEASU | 5956A2000 | M | 256 | 40 | CRE1 | 107 | NP | 5 NOS | 4750.88 | 23754.4 | 2021-01-30 | 970340323 | 90 | 2020-12-17
1002446356 | 227-CRM - Electrical Maintenance | 504850-ANOOP RADHEYSHYAM PANDEY | 2020-12-16 | PR | 11 | UNION PISCO JAPAN ACID LEVEL MEASUREME | 5956A2001 | M | 256 | 40 | CRE1 | 107 | NP | 5 NOS | 1742.85 | 8714.25 | 2021-01-30 | 970340323 | 100 | 2020-12-17
1002446361 | 227-CRM - Electrical Maintenance | 504850-ANOOP RADHEYSHYAM PANDEY | 2020-12-16 | PR | 1 | FLOW MTR;10KG/CM2INHIBITOR | 5493A0183 | M | 256 | 40 | CRE1 | 101 | NP | 1 NOS | 194571.03 | 194571.03 | 2021-02-14 | 970342067 | 10 | 2020-12-29
1002446362 | 227-CRM - Electrical Maintenance | 504850-ANOOP RADHEYSHYAM PANDEY | 2020-12-16 | PR | 1 | FLW MTR;ORIFICE PLATE SS 304 150 NB7. | 6026A0107 | M | 256 | 40 | CRE1 | 104 | NB | 1 SET | 49800 | 49800 | 2021-02-14 | 920945710 | 10 | 2020-12-19
1002446370 | 227-CRM - Electrical Maintenance | 504850-ANOOP RADHEYSHYAM PANDEY | 2020-12-17 | PR | 2 | ELTNC CARD;ROLL DIAMETER MEASUREMENT | 5540A1200 | M | 240 | 40 | CRE1 | 107 | NP | 2 NOS | 814936.4 | 1629872.8 | 2021-02-28 | 970342038 | 10 | 2020-12-29
1002446370 | 227-CRM - Electrical Maintenance | 504850-ANOOP RADHEYSHYAM PANDEY | 2020-12-17 | PR | 3 | ELTNC CARD;ROLL DIAMETER MEASUREMENT | 5540A1201 | M | 240 | 40 | CRE1 | 107 | NP | 2 NOS | 26000 | 52000 | 2021-02-28 | 970342038 | 20 | 2020-12-29
1002446374 | 227-CRM - Electrical Maintenance | 504850-ANOOP RADHEYSHYAM PANDEY | 2020-12-17 | PR | 3 | PR TRNTR;2 WIRE250-10000MMWC | 5496A0369 | M | 256 | 40 | CRE1 | 101 | NB | 6 NOS | 76000 | 456000 | 2021-01-16 | 920948607 | 10 | 2020-12-26
1002446559 | 227-CRM - Electrical Maintenance | 121461-R K Sachan | 2020-12-17 | PR | 1 | INTERFACE MODULE SIEMENS 6ES7153-1AA | 5620A3578 | M | 240 | 40 | CRE1 | 104 | NP | 3 NOS | 26000 | 78000 | 2021-01-16 | 970378198 | 10 | 2021-08-16
1002446725 | 227-CRM - Electrical Maintenance | 149329-RAVI SHEKHAR | 2020-12-17 | RO | 2 | SPL CBL;4 PAIR TWISTED SCREENED CABLE | 6045A0094 | M | 222 | 40 | CRE1 | 101 | NB | 500 M | 99.5 | 49750 | 2021-01-16 | 4407334299 | 10 | 2021-04-01
1002446725 | 227-CRM - Electrical Maintenance | 149329-RAVI SHEKHAR | 2020-12-17 | RO | 4 | LT CBL;4 1.5 MM2ANNEALED TINNED COPPER | 5717A0668 | M | 222 | 40 | CRE1 | 101 | NB | 500 M | 76.7 | 38350 | 2021-01-16 | 4407334299 | 20 | 2021-04-01
1002446806 | 227-CRM - Electrical Maintenance | 152780-Sushil Kumar Tripathy | 2020-12-17 | PR | 1 | SIGNAL CONDITIONER PHOENIX CONTACT CON | 5956A2247 | M | 256 | 40 | CRE1 | 104 | NP | 2 NOS | 12000 | 24000 | 2021-01-16 | 970340825 | 10 | 2020-12-21
1002446806 | 227-CRM - Electrical Maintenance | 152780-Sushil Kumar Tripathy | 2020-12-17 | PR | 2 | SIGNAL CONDITIONER PHOENIX CONTACT CON | 5956A2246 | M | 256 | 40 | CRE1 | 104 | NB | 1 NOS | 25000 | 25000 | 2021-01-16 | 920946381 | 10 | 2020-12-21
1002446958 | 227-CRM - Electrical Maintenance | 152780-Sushil Kumar Tripathy | 2020-12-17 | PR | 1 | SLIDING CONTACT MODULE ABB AIR CIRCU | 5872A2493 | M | 234 | 40 | CRE1 | 104 | NP | 1 NOS | 10000 | 10000 | 2021-01-16 | 970341167 | 10 | 2020-12-23
1002446958 | 227-CRM - Electrical Maintenance | 152780-Sushil Kumar Tripathy | 2020-12-17 | PR | 2 | SLIDING CONTACT MODULE ABB AIR CIRCU | 5872A2494 | M | 234 | 40 | CRE1 | 104 | NP | 1 NOS | 10000 | 10000 | 2021-01-16 | 970341167 | 20 | 2020-12-23
1002446958 | 227-CRM - Electrical Maintenance | 152780-Sushil Kumar Tripathy | 2020-12-17 | PR | 3 | SW GR&CB SPR | 5872A1904 | M | 234 | 40 | CRE1 | 104 | NP | 1 NOS | 2000 | 2000 | 2021-01-16 | 970341167 | 30 | 2020-12-23
1002448092 | 227-CRM - Electrical Maintenance | 149329-RAVI SHEKHAR | 2020-12-19 | PR | 1 | PORTABLE HAND DRILL MACHINE DEWALT DWD | 5918A0920 | M | 262 | 40 | CRE1 | 104 | NP | 1 NOS | 13000 | 13000 | 2021-01-18 | 970341175 | 10 | 2020-12-23
1002448092 | 227-CRM - Electrical Maintenance | 149329-RAVI SHEKHAR | 2020-12-19 | PR | 2 | GRINDING MACHINE DEWALT DW801-B1 | 5918A1049 | M | 262 | 40 | CRE1 | 104 | NP | 1 NOS | 10000 | 10000 | 2021-01-18 | 970341175 | 20 | 2020-12-23
1002448099 | 227-CRM - Electrical Maintenance | 149329-RAVI SHEKHAR | 2020-12-19 | PR | 1 | DURACELL ALKALINE AA BATTERY STANDARD P | 5914A1115 | M | 276 | 40 | CR93 | 104 | NB | 15 PAK | 121 | 1815 | 2021-01-18 | 920945714 | 10 | 2020-12-19
1002448099 | 227-CRM - Electrical Maintenance | 149329-RAVI SHEKHAR | 2020-12-19 | PR | 2 | DURACELL ALKALINE AAA BATTERY STANDARD | 5914A1116 | M | 276 | 40 | CR93 | 104 | NB | 5 PAK | 121 | 605 | 2021-01-18 | 920945714 | 20 | 2020-12-19
1002448224 | 227-CRM - Electrical Maintenance | 149329-RAVI SHEKHAR | 2020-12-19 | PR | 1 | LV HAND GLOVES;10 | 5775A0006 | M | 290 | 40 | CRE1 | 104 | NB | 15 PAA | 750 | 11250 | 2021-01-18 | 920946530 | 10 | 2020-12-21
1002448224 | 227-CRM - Electrical Maintenance | 149329-RAVI SHEKHAR | 2020-12-19 | PR | 2 | LV HAND GLOVES;9 | 5775A0007 | M | 290 | 40 | CRE1 | 104 | NB | 25 PAA | 750 | 18750 | 2021-01-18 | 920946530 | 20 | 2020-12-21
1002448224 | 227-CRM - Electrical Maintenance | 149329-RAVI SHEKHAR | 2020-12-19 | PR | 3 | LV HAND GLOVES;8 | 5775A0008 | M | 290 | 40 | CRE1 | 104 | NB | 10 PAA | 750 | 7500 | 2021-01-18 | 920946530 | 30 | 2020-12-21
1002449279 | 227-CRM - Electrical Maintenance | 121461-R K Sachan | 2020-12-22 | RO | 5 | ACP Reflective Board 120 micron-Hi-sign | 0291A6852 | M | 274 | 40 | CR01 | 133 | NB | 250 FT2 | 78 | 19500 | 2020-12-22 | 4406907274 | 10 | 2020-12-22
1002449307 | 227-CRM - Electrical Maintenance | 149329-RAVI SHEKHAR | 2020-12-22 | PR | 1 | DURACELL ALKALINE AA BATTERY STANDARD P | 5914A1115 | M | 276 | 40 | CR93 | 104 | NP | 25 PAK | 121 | 3025 | 2021-01-22 | 970341166 | 10 | 2020-12-23
1002449307 | 227-CRM - Electrical Maintenance | 149329-RAVI SHEKHAR | 2020-12-22 | PR | 2 | DURACELL ALKALINE AAA BATTERY STANDARD | 5914A1116 | M | 276 | 40 | CR93 | 104 | NP | 5 PAK | 121 | 605 | 2021-01-22 | 970341166 | 20 | 2020-12-23
1002449333 | 227-CRM - Electrical Maintenance | 121461-R K Sachan | 2020-12-22 | PR | 2 | O-RING ;VITON255MM5MM265MM72SHA | 5395A0225 | M | 279 | 40 | CRE1 | 104 | NB | 25 NOS | 400 | 10000 | 2021-01-21 | 920950977 | 10 | 2021-01-01
1002449333 | 227-CRM - Electrical Maintenance | 121461-R K Sachan | 2020-12-22 | PR | 3 | O-RING ;SILICON124.50MM3MM130.50MM | 5395A0378 | M | 279 | 40 | CRE1 | 104 | NB | 25 NOS | 300 | 7500 | 2021-01-21 | 920950977 | 20 | 2021-01-01
1002449333 | 227-CRM - Electrical Maintenance | 121461-R K Sachan | 2020-12-22 | PR | 4 | O-RING;NBR 200 MM3.5 MM207 MM70-75 S | 5395A0922 | M | 279 | 40 | CRE1 | 104 | NB | 25 NOS | 350 | 8750 | 2021-01-21 | 920950977 | 30 | 2021-01-01
1002449333 | 227-CRM - Electrical Maintenance | 121461-R K Sachan | 2020-12-22 | PR | 5 | O-RING;NBR 226 MM5 MM236 MM70 SHA10 | 5395A1171 | M | 279 | 40 | CRE1 | 104 | NB | 3 NOS | 400 | 1200 | 2021-01-21 | 920950977 | 40 | 2021-01-01
1002449333 | 227-CRM - Electrical Maintenance | 121461-R K Sachan | 2020-12-22 | PR | 6 | O-RING;VITON 235 MM5 MM245 MM70 | 5395A1134 | M | 279 | 40 | CRE1 | 104 | NB | 5 NOS | 200 | 1000 | 2021-01-21 | 920950977 | 50 | 2021-01-01
1002449886 | 227-CRM - Electrical Maintenance | 504850-ANOOP RADHEYSHYAM PANDEY | 2020-12-23 | RO | 1 | 8 PORT POE SWITCH CISCO SG300-10PP-K9 | 5648A0278 | M | 314 | 40 | CRE1 | 121 | NB | 3 PCE | 16000 | 48000 | 2021-01-22 | 4406932342 | 10 | 2020-12-28
1002449888 | 227-CRM - Electrical Maintenance | 504850-ANOOP RADHEYSHYAM PANDEY | 2020-12-23 | RO | 1 | 1/3 VARIFOCAL LENS HONEYWELL HLD5V50D | 5648A0267 | M | 314 | 40 | CRE1 | 121 | NB | 3 NOS | 13500 | 40500 | 2021-01-22 | 4406915208 | 10 | 2020-12-24
1002449946 | 227-CRM - Electrical Maintenance | 119449-Swapan K Das | 2020-12-23 | PR | 2 | SMART PRESSURE TRANSMITTER ROSEMOUNT 2 | 6124A0095 | M | 256 | 40 | CRE1 | 101 | NP | 2 NOS | 92372.71 | 184745.42 | 2021-02-21 | 970342053 | 10 | 2020-12-29
1002450044 | 227-CRM - Electrical Maintenance | 119449-Swapan K Das | 2020-12-23 | PR | 1 | LB474-02-M0 DENSITY TXR NOSBERTHOLD TEC | 6133A0145 | M | 256 | 40 | 227R | 101 | NP | 1 NOS | 335449.85 | 335449.85 | 2021-03-23 | 970348976 | 10 | 2021-02-11
1002450044 | 227-CRM - Electrical Maintenance | 119449-Swapan K Das | 2020-12-23 | PR | 2 | WALL MOUNTED HOUSING NOSBERTHOLD TECHNO | 6133A0144 | M | 256 | 40 | CRE1 | 101 | NP | 1 NOS | 52780.85 | 52780.85 | 2021-03-23 | 970348976 | 20 | 2021-02-11
1002450044 | 227-CRM - Electrical Maintenance | 119449-Swapan K Das | 2020-12-23 | PR | 3 | RADIATION SIGN NOSBERTHOLD TECHNOLOGIES | 6133A0140 | M | 256 | 40 | CRE1 | 101 | NP | 1 NOS | 1836.55 | 1836.55 | 2021-03-23 | 970348976 | 30 | 2021-02-11
1002450044 | 227-CRM - Electrical Maintenance | 119449-Swapan K Das | 2020-12-23 | PR | 4 | MOUNTING DEVICE NOSBERTHOLD TECHNOLOGIE | 6133A0141 | M | 256 | 40 | CRE1 | 101 | NP | 1 NOS | 75138.85 | 75138.85 | 2021-03-23 | 970348976 | 40 | 2021-02-11
1002450044 | 227-CRM - Electrical Maintenance | 119449-Swapan K Das | 2020-12-23 | PR | 5 | DUO SERIES PT DETECTOR NOSBERTHOLD TECH | 6133A0142 | M | 256 | 40 | 227R | 101 | NB | 1 NOS | 313570.95 | 313570.95 | 2021-03-23 | 920967888 | 10 | 2021-02-11
1002450044 | 227-CRM - Electrical Maintenance | 119449-Swapan K Das | 2020-12-23 | PR | 6 | CLAMPS SETBERTHOLD TECHNOLOGIES 31346 | 6133A0143 | M | 256 | 40 | CRE1 | 101 | NP | 1 NOS | 6867.1 | 6867.1 | 2021-03-23 | 970348976 | 50 | 2021-02-11
1002450044 | 227-CRM - Electrical Maintenance | 119449-Swapan K Das | 2020-12-23 | PR | 7 | CABLE GLANDS SETBERTHOLD TECHNOLOGIES | 6133A0139 | M | 256 | 40 | CRE1 | 101 | NP | 1 NOS | 2874.6 | 2874.6 | 2021-03-23 | 970348976 | 60 | 2021-02-11
1002450124 | 227-CRM - Electrical Maintenance | 504850-ANOOP RADHEYSHYAM PANDEY | 2020-12-23 | PR | 1 | S/GR SPR;TULIP CONTACT ASSEMBLYTOSHIBA | 5872A2052 | M | 234 | 40 | CRE1 | 107 | NP | 5 NOS | 232380 | 1161900 | 2021-03-30 | 970342306 | 10 | 2020-12-30
1002450124 | 227-CRM - Electrical Maintenance | 504850-ANOOP RADHEYSHYAM PANDEY | 2020-12-23 | PR | 2 | S/GR SPR;TULIP CONTACT ASSEMBLYTOSHIBA | 5872A2053 | M | 234 | 40 | CRE1 | 107 | NP | 5 NOS | 232380 | 1161900 | 2021-03-30 | 970342306 | 20 | 2020-12-30
1002450124 | 227-CRM - Electrical Maintenance | 504850-ANOOP RADHEYSHYAM PANDEY | 2020-12-23 | PR | 3 | S/GR SPR;TULIP CONTACT ASSEMBLYTOSHIBA | 5872A2051 | M | 234 | 40 | CR85 | 107 | NP | 5 NOS | 387300 | 1936500 | 2021-03-30 | 970342306 | 30 | 2020-12-30
1002450155 | 227-CRM - Electrical Maintenance | 504850-ANOOP RADHEYSHYAM PANDEY | 2020-12-23 | PR | 1 | DRV MODL;110 KWABB ACS880 415 VACS88 | 6098A0074 | M | 240 | 40 | CRE1 | 101 | NP | 1 NOS | 270000 | 270000 | 2021-05-20 | 970356129 | 10 | 2021-03-29
1002450155 | 227-CRM - Electrical Maintenance | 504850-ANOOP RADHEYSHYAM PANDEY | 2020-12-23 | PR | 2 | DRV MODL;160 KWABB ACS880 380-415 VA | 6098A0426 | M | 240 | 40 | CRE1 | 101 | NP | 1 NOS | 368000 | 368000 | 2021-05-20 | 970356129 | 20 | 2021-03-29
1002450172 | 227-CRM - Electrical Maintenance | 504850-ANOOP RADHEYSHYAM PANDEY | 2020-12-23 | PR | 1 | SPECIAL INSTRUMENT;CONDUCTIVITY SENSOR | 6049A0032 | M | 256 | 40 | CRE1 | 101 | NB | 1 EA | 160000 | 160000 | 2021-04-30 | 920949461 | 10 | 2020-12-28
1002450172 | 227-CRM - Electrical Maintenance | 504850-ANOOP RADHEYSHYAM PANDEY | 2020-12-23 | PR | 2 | SPECIAL INSTRUMENT | 6049A0044 | M | 256 | 40 | CRE1 | 101 | NB | 1 EA | 254000 | 254000 | 2021-04-30 | 920949461 | 20 | 2020-12-28
1002450734 | 227-CRM - Electrical Maintenance | 121461-R K Sachan | 2020-12-24 | RO | 1 | PaperSilk Screenupto 50 nos | 0291A6445 | M | 274 | 40 | CRMO | 133 | NB | 1500 NOS | 0.45 | 675 | 2020-12-24 | 4406919570 | 10 | 2020-12-25
1002450734 | 227-CRM - Electrical Maintenance | 121461-R K Sachan | 2020-12-24 | RO | 2 | Art PaperDigitaldoublemorethan50 nos | 0291A6505 | M | 274 | 40 | CR01 | 133 | NB | 2000 NOS | 2.64 | 5280 | 2020-12-24 | 4406919570 | 20 | 2020-12-25
1002450734 | 227-CRM - Electrical Maintenance | 121461-R K Sachan | 2020-12-24 | RO | 3 | ArtPaper2ColorDigitalmorethan50 | 0291A6516 | M | 274 | 40 | CRMO | 133 | NB | 250 NOS | 4.75 | 1187.5 | 2020-12-24 | 4406919570 | 30 | 2020-12-25
1002450818 | 227-CRM - Electrical Maintenance | 121461-R K Sachan | 2020-12-24 | PR | 1 | ENCODER;ABSOLUTE ROTARY ENCODER | 5508A0192 | M | 240 | 40 | CRE1 | 107 | NP | 2 NOS | 96700 | 193400 | 2021-02-07 | 970348367 | 10 | 2021-02-08
1002451045 | 227-CRM - Electrical Maintenance | 121461-R K Sachan | 2020-12-24 | PR | 1 | FIELD SNSR;INFRARED TEMP SENSOR | 5700A0446 | M | 256 | 40 | CRE1 | 101 | NP | 4 SET | 68000 | 272000 | 2020-12-27 | 970342899 | 10 | 2021-01-04
1002451083 | 227-CRM - Electrical Maintenance | 121461-R K Sachan | 2020-12-24 | PR | 1 | 3.3KV ELECT INSULATING MATWITH PASTING | 5355A0006 | M | 228 | 40 | CRE1 | 104 | NB | 140 M | 700 | 98000 | 2021-02-07 | 920949463 | 10 | 2020-12-28
1002451120 | 227-CRM - Electrical Maintenance | 153574-Pankaj Kumar | 2020-12-24 | PR | 1 | SPL MOTR;SHUTTLE MOTOR | 5924A0122 | M | 230 | 40 | CRE1 | 101 | NP | 1 NOS | 200000 | 200000 | 2021-02-22 | 970347189 | 10 | 2021-02-01
1002451140 | 227-CRM - Electrical Maintenance | 153574-Pankaj Kumar | 2020-12-24 | PR | 2 | LOAD CELL SPR | 5512A0070 | M | 308 | 40 | CRE1 | 101 | NP | 4 NOS | 80000 | 320000 | 2021-02-22 | 970343113 | 10 | 2021-01-05
1002451140 | 227-CRM - Electrical Maintenance | 153574-Pankaj Kumar | 2020-12-24 | PR | 3 | LOAD CELL SPR | 5512A0076 | M | 308 | 40 | CRE1 | 101 | NP | 2 NOS | 75000 | 150000 | 2021-02-22 | 970343113 | 20 | 2021-01-05
1002451734 | 227-CRM - Electrical Maintenance | 152780-Sushil Kumar Tripathy | 2020-12-25 | PR | 1 | ELECT BOX;JUNCTION BOXUP TO 1.1KVWALL | 5761A0157 | M | 231 | 40 | CRE1 | 101 | NB | 2 NOS | 8000 | 16000 | 2021-01-24 | 920950051 | 10 | 2020-12-30
1002451734 | 227-CRM - Electrical Maintenance | 152780-Sushil Kumar Tripathy | 2020-12-25 | PR | 2 | ELECT BOX;JUNCTION BOXUP TO 1.1KVWALL | 5761A0156 | M | 231 | 40 | CRE1 | 101 | NB | 2 NOS | 5000 | 10000 | 2021-01-24 | 920950051 | 20 | 2020-12-30
1002451734 | 227-CRM - Electrical Maintenance | 152780-Sushil Kumar Tripathy | 2020-12-25 | PR | 3 | ELECT BOX;JUNCTION BOXUP TO 1.1KVWALL | 5761A0155 | M | 231 | 40 | CRE1 | 101 | NB | 5 NOS | 4000 | 20000 | 2021-01-24 | 920950051 | 30 | 2020-12-30
1002451734 | 227-CRM - Electrical Maintenance | 152780-Sushil Kumar Tripathy | 2020-12-25 | PR | 4 | ELECT BOX;JUNCTION BOXUP TO 1.1KVWALL | 5761A0151 | M | 231 | 40 | CRE1 | 101 | NB | 5 NOS | 2000 | 10000 | 2021-01-24 | 920950051 | 40 | 2020-12-30
1002451734 | 227-CRM - Electrical Maintenance | 152780-Sushil Kumar Tripathy | 2020-12-25 | PR | 5 | ELECT BOX;JUNCTION BOXUP TO 1.1KVWALL | 5761A0150 | M | 231 | 40 | CRE1 | 101 | NB | 3 NOS | 4000 | 12000 | 2021-01-24 | 920950051 | 50 | 2020-12-30
1002451734 | 227-CRM - Electrical Maintenance | 152780-Sushil Kumar Tripathy | 2020-12-25 | PR | 6 | ELECT BOX;JUNCTION BOXUP TO 1.1KVWALL | 5761A0152 | M | 231 | 40 | CRE1 | 101 | NB | 5 NOS | 2500 | 12500 | 2021-01-24 | 920950051 | 60 | 2020-12-30
1002451734 | 227-CRM - Electrical Maintenance | 152780-Sushil Kumar Tripathy | 2020-12-25 | PR | 7 | ELECT BOX;JUNCTION BOXUP TO 1.1KVWALL | 5761A0145 | M | 231 | 40 | CRE1 | 101 | NB | 4 NOS | 4000 | 16000 | 2021-01-24 | 920950051 | 70 | 2020-12-30
1002451734 | 227-CRM - Electrical Maintenance | 152780-Sushil Kumar Tripathy | 2020-12-25 | PR | 8 | ELECT BOX;JUNCTION BOXUP TO 1.1KVWALL | 5761A0148 | M | 231 | 40 | CRE1 | 101 | NB | 1 NOS | 8000 | 8000 | 2021-01-24 | 920950051 | 80 | 2020-12-30
1002451734 | 227-CRM - Electrical Maintenance | 152780-Sushil Kumar Tripathy | 2020-12-25 | PR | 9 | ELECT BOX;JUNCTION BOXUP TO 1.1KVWALL | 5761A0143 | M | 231 | 40 | CRE1 | 101 | NB | 4 NOS | 4000 | 16000 | 2021-01-24 | 920950051 | 90 | 2020-12-30
1002451734 | 227-CRM - Electrical Maintenance | 152780-Sushil Kumar Tripathy | 2020-12-25 | PR | 10 | ELECT BOX;JUNCTION BOX415VWALL | 5761A0139 | M | 231 | 40 | CRE1 | 101 | NB | 4 NOS | 3000 | 12000 | 2021-01-24 | 920950051 | 100 | 2020-12-30
1002451862 | 227-CRM - Electrical Maintenance | 121461-R K Sachan | 2020-12-25 | PR | 1 | CONNECTOR FOR RCFAN MOTOR HOSE LOI THE | 5623A0968 | M | 230 | 40 | CRE1 | 107 | NP | 12 NOS | 5589.5 | 67074 | 2021-02-23 | 970342049 | 10 | 2020-12-29
1002451862 | 227-CRM - Electrical Maintenance | 121461-R K Sachan | 2020-12-25 | PR | 2 | CONNECTOR FOR RCFAN MOTOR HOSE LOI THE | 5623A0969 | M | 230 | 40 | CRE1 | 107 | NP | 4 NOS | 3194 | 12776 | 2021-02-23 | 970342049 | 20 | 2020-12-29
1002451862 | 227-CRM - Electrical Maintenance | 121461-R K Sachan | 2020-12-25 | PR | 3 | CONNECTOR FOR RCFAN MOTOR HOSE LOI THE | 5623A0970 | M | 230 | 40 | CRE1 | 107 | NP | 12 NOS | 3992.5 | 47910 | 2021-02-23 | 970342049 | 30 | 2020-12-29
1002451862 | 227-CRM - Electrical Maintenance | 121461-R K Sachan | 2020-12-25 | PR | 4 | CONNECTOR FOR RCFAN MOTOR HOSE LOI THE | 5623A0974 | M | 230 | 40 | CRE1 | 107 | NP | 10 NOS | 3992.5 | 39925 | 2021-02-23 | 970342049 | 40 | 2020-12-29
1002451987 | 227-CRM - Electrical Maintenance | 152780-Sushil Kumar Tripathy | 2020-12-25 | PR | 1 | FLEXI COUP;SPIRAL 20.2 KW1050 RPMCYLI | 5303A0115 | M | 215 | 40 | CRE1 | 104 | NB | 5 NOS | 5000 | 25000 | 2021-01-24 | 920949255 | 10 | 2020-12-28
1002452037 | 227-CRM - Electrical Maintenance | 149329-RAVI SHEKHAR | 2020-12-26 | PR | 1 | SIGNAL CONDITIONER PHOENIX CONTACT CON | 5956A2247 | M | 256 | 40 | CRE1 | 104 | NP | 2 NOS | 12500 | 25000 | 2021-01-25 | 970342048 | 10 | 2020-12-29
1002452225 | 227-CRM - Electrical Maintenance | 153574-Pankaj Kumar | 2020-12-26 | PR | 1 | ELECT CNNTR;FEMALEPROXIMITY CONNECTOR | 5615A0042 | M | 239 | 40 | CRE1 | 104 | NB | 90 NOS | 795 | 71550 | 2021-01-25 | 920949213 | 10 | 2020-12-28
1002452227 | 227-CRM - Electrical Maintenance | 149329-RAVI SHEKHAR | 2020-12-26 | RO | 1 | SUGAR | 1044A0020 | M | 218 | 40 | CRMO | 133 | NB | 10 KG | 42 | 420 | 2020-12-28 | 4406932601 | 10 | 2020-12-28
1002452227 | 227-CRM - Electrical Maintenance | 149329-RAVI SHEKHAR | 2020-12-26 | RO | 2 | CANTEEN EDIBLES ( milk ) | 1044A0051 | M | 218 | 40 | CRMO | 133 | NB | 16 KG | 449.63 | 7194.08 | 2020-12-28 | 4406932601 | 20 | 2020-12-28
1002452227 | 227-CRM - Electrical Maintenance | 149329-RAVI SHEKHAR | 2020-12-26 | RO | 3 | CANTEEN EDIBLES TATA TEA | 1044A0053 | M | 218 | 40 | CRMO | 133 | NB | 5 KG | 465.03 | 2325.15 | 2020-12-28 | 4406932601 | 30 | 2020-12-28
1002452229 | 227-CRM - Electrical Maintenance | 153574-Pankaj Kumar | 2020-12-26 | PR | 1 | PROXIMITY;INDUCTIVE SENSOR14MM10-30V | 5885A0275 | M | 234 | 40 | CRE1 | 101 | NP | 40 NOS | 6000 | 240000 | 2021-02-24 | 970342044 | 10 | 2020-12-29
1002452235 | 227-CRM - Electrical Maintenance | 153574-Pankaj Kumar | 2020-12-26 | PR | 1 | ENCODER;TACHO GENERATORBAUMER HUBNER | 5508A0084 | M | 240 | 40 | CRE1 | 101 | NP | 4 NOS | 80000 | 320000 | 2021-02-24 | 970342056 | 10 | 2020-12-29
1002452954 | 227-CRM - Electrical Maintenance | 504850-ANOOP RADHEYSHYAM PANDEY | 2020-12-28 | PR | 1 | ELECT BOX;JUNCTION BOXUP TO 1.1KVWALL | 5761A0157 | M | 231 | 40 | CRE1 | 104 | NB | 10 NOS | 4800 | 48000 | 2021-01-30 | 920949838 | 10 | 2020-12-29
1002452962 | 227-CRM - Electrical Maintenance | 504850-ANOOP RADHEYSHYAM PANDEY | 2020-12-28 | PR | 1 | 33KV ELECT INSULATING MAT | 5355A0021 | M | 228 | 40 | CRE1 | 104 | NB | 25 NOS | 750 | 18750 | 2021-01-30 | 920949829 | 10 | 2020-12-29
1002452962 | 227-CRM - Electrical Maintenance | 504850-ANOOP RADHEYSHYAM PANDEY | 2020-12-28 | PR | 2 | 33KV ELECT INSULATING MATWITH PASTING | 5355A0007 | M | 228 | 40 | CRE1 | 104 | NB | 25 M | 750 | 18750 | 2021-01-30 | 920949829 | 20 | 2020-12-29
1002453501 | 227-CRM - Electrical Maintenance | 153574-Pankaj Kumar | 2020-12-29 | PR | 1 | CRBN BRSH;EG14SIGNODE | 5867A0203 | M | 230 | 40 | CRE1 | 101 | NP | 8 NOS | 18500 | 148000 | 2021-02-27 | 970342315 | 10 | 2020-12-30
1002453501 | 227-CRM - Electrical Maintenance | 153574-Pankaj Kumar | 2020-12-29 | PR | 2 | CRBN BRSH;EG14SIGNODE | 5867A0204 | M | 230 | 40 | CRE1 | 101 | NP | 8 NOS | 18500 | 148000 | 2021-02-27 | 970342315 | 20 | 2020-12-30
1002453533 | 227-CRM - Electrical Maintenance | 153574-Pankaj Kumar | 2020-12-29 | PR | 1 | EL BOX;JUNCTION BOX 415 VBASE OUTDOOR | 5761A0210 | M | 231 | 40 | CRE1 | 104 | NB | 100 NOS | 500 | 50000 | 2021-01-28 | 920953019 | 10 | 2021-01-06
1002453711 | 227-CRM - Electrical Maintenance | 121461-R K Sachan | 2020-12-30 | PR | 1 | THYSTR;DUAL THYRISTOR MODULE 0.2 A3.5 | 5581A0066 | M | 239 | 40 | CRE1 | 101 | NP | 15 NOS | 10000 | 150000 | 2021-01-29 | 970342903 | 10 | 2021-01-04
1002454144 | 227-CRM - Electrical Maintenance | 149329-RAVI SHEKHAR | 2020-12-30 | PR | 2 | RADIANT TUBE TEMP T/C-K TYPE PYROELECTR | 6130A0266 | M | 256 | 40 | CRE1 | 104 | NP | 6 NOS | 10000 | 60000 | 2021-01-29 | 970343112 | 10 | 2021-01-05
1002454268 | 227-CRM - Electrical Maintenance | 504850-ANOOP RADHEYSHYAM PANDEY | 2020-12-30 | PR | 1 | PR SWTCH;SWITCH1 TO 10BAR | 5499A0197 | M | 256 | 40 | CRE1 | 101 | NP | 15 NOS | 4890 | 73350 | 2021-02-25 | 970343116 | 10 | 2021-01-05
1002454268 | 227-CRM - Electrical Maintenance | 504850-ANOOP RADHEYSHYAM PANDEY | 2020-12-30 | PR | 2 | PRESSURE SWITCH INDFOS B424S/0.24.0KG/ | 6124A0032 | M | 256 | 40 | CRE1 | 101 | NP | 8 NOS | 8000 | 64000 | 2021-02-25 | 970343116 | 20 | 2021-01-05
1002454272 | 227-CRM - Electrical Maintenance | 504850-ANOOP RADHEYSHYAM PANDEY | 2020-12-30 | PR | 1 | ELECTROMAGNETIC FLOWMETER AZBIL CORPORA | 6131A0108 | M | 256 | 40 | CRE1 | 101 | NP | 1 NOS | 607755.24 | 607755.24 | 2021-02-25 | 970344059 | 10 | 2021-01-11
1002454273 | 227-CRM - Electrical Maintenance | 149329-RAVI SHEKHAR | 2020-12-30 | PR | 1 | ASSYCOVER (SPECIAL RS100) CARLISLE BGK | 5525A0173 | M | 226 | 40 | CRE1 | 107 | NP | 16 NOS | 11113.99 | 177823.84 | 2021-02-13 | 970342897 | 10 | 2021-01-04
1002454273 | 227-CRM - Electrical Maintenance | 149329-RAVI SHEKHAR | 2020-12-30 | PR | 2 | SUPPORTLAMP1.0625" CARLISLE BGK 8688 | 5525A0174 | M | 226 | 40 | CRE1 | 107 | NP | 8 NOS | 4238 | 33904 | 2021-02-13 | 970342897 | 20 | 2021-01-04
1002454273 | 227-CRM - Electrical Maintenance | 149329-RAVI SHEKHAR | 2020-12-30 | PR | 3 | SUPPORTLAMP1.0625" CARLISLE BGK 8688 | 5525A0175 | M | 226 | 40 | CRE1 | 107 | NP | 8 NOS | 4172.8 | 33382.4 | 2021-02-13 | 970342897 | 30 | 2021-01-04
1002454273 | 227-CRM - Electrical Maintenance | 149329-RAVI SHEKHAR | 2020-12-30 | PR | 4 | MBOARDLAMP SUPPORT1.062" CARLISLE BGK | 5525A0176 | M | 226 | 40 | CRE1 | 107 | NP | 8 NOS | 4596.6 | 36772.8 | 2021-02-13 | 970342897 | 40 | 2021-01-04
1002454273 | 227-CRM - Electrical Maintenance | 149329-RAVI SHEKHAR | 2020-12-30 | PR | 5 | MBOARDLAMP SUPPORT1.062" CARLISLE BGK | 5525A0177 | M | 226 | 40 | CRE1 | 107 | NP | 8 NOS | 5232.3 | 41858.4 | 2021-02-13 | 970342897 | 50 | 2021-01-04
1002454273 | 227-CRM - Electrical Maintenance | 149329-RAVI SHEKHAR | 2020-12-30 | PR | 6 | IR OVEN HEATER BUS SET CARLISLE BGK 65 | 5525A0178 | M | 226 | 40 | CRE1 | 107 | NP | 4 NOS | 1630 | 6520 | 2021-02-13 | 970342897 | 60 | 2021-01-04
1002454273 | 227-CRM - Electrical Maintenance | 149329-RAVI SHEKHAR | 2020-12-30 | PR | 7 | IR OVEN HEATER BUS SET CARLISLE BGK 65 | 5525A0180 | M | 226 | 40 | CRE1 | 107 | NP | 4 NOS | 1630 | 6520 | 2021-02-13 | 970342897 | 70 | 2021-01-04
1002454273 | 227-CRM - Electrical Maintenance | 149329-RAVI SHEKHAR | 2020-12-30 | PR | 8 | IR OVEN HEATER BUS SET CARLISLE BGK 65 | 5525A0181 | M | 226 | 40 | CRE1 | 107 | NP | 8 NOS | 1630 | 13040 | 2021-02-13 | 970342897 | 80 | 2021-01-04
1002454273 | 227-CRM - Electrical Maintenance | 149329-RAVI SHEKHAR | 2020-12-30 | PR | 9 | IR OVEN HEATER BUS SET CARLISLE BGK 65 | 5525A0182 | M | 226 | 40 | CRE1 | 107 | NP | 4 NOS | 1630 | 6520 | 2021-02-13 | 970342897 | 90 | 2021-01-04
1002454273 | 227-CRM - Electrical Maintenance | 149329-RAVI SHEKHAR | 2020-12-30 | PR | 10 | IR OVEN HEATER BUS SET CARLISLE BGK 65 | 5525A0183 | M | 226 | 40 | CRE1 | 107 | NP | 4 NOS | 1630 | 6520 | 2021-02-13 | 970342897 | 100 | 2021-01-04
1002454273 | 227-CRM - Electrical Maintenance | 149329-RAVI SHEKHAR | 2020-12-30 | PR | 11 | IR OVEN HEATER BUS SET CARLISLE BGK 65 | 5525A0184 | M | 226 | 40 | CRE1 | 107 | NP | 16 NOS | 1630 | 26080 | 2021-02-13 | 970342897 | 110 | 2021-01-04
1002454273 | 227-CRM - Electrical Maintenance | 149329-RAVI SHEKHAR | 2020-12-30 | PR | 12 | IR OVEN HEATER BUS SET CARLISLE BGK 66 | 5525A0185 | M | 226 | 40 | CRE1 | 107 | NP | 2 NOS | 1630 | 3260 | 2021-02-13 | 970342897 | 120 | 2021-01-04
1002454274 | 227-CRM - Electrical Maintenance | 504850-ANOOP RADHEYSHYAM PANDEY | 2020-12-30 | PR | 1 | ENCODER;INCREMENTAL ROTARY ENCODER | 5508A0101 | M | 240 | 40 | CRE1 | 107 | NP | 1 NOS | 290832.08 | 290832.08 | 2021-04-30 | 970348975 | 10 | 2021-02-11
1002454274 | 227-CRM - Electrical Maintenance | 504850-ANOOP RADHEYSHYAM PANDEY | 2020-12-30 | PR | 2 | ENCODER;INCREMENTAL ROTARY ENCODER | 5508A0102 | M | 240 | 40 | CRE1 | 107 | NP | 1 NOS | 58681.58 | 58681.58 | 2021-04-30 | 970348975 | 20 | 2021-02-11
1002454274 | 227-CRM - Electrical Maintenance | 504850-ANOOP RADHEYSHYAM PANDEY | 2020-12-30 | PR | 3 | ENCODER;INCREMENTAL ROTARY ENCODER | 5508A0103 | M | 240 | 40 | CRE1 | 107 | NP | 1 NOS | 285068.2 | 285068.2 | 2021-04-30 | 970348975 | 30 | 2021-02-11
1002454274 | 227-CRM - Electrical Maintenance | 504850-ANOOP RADHEYSHYAM PANDEY | 2020-12-30 | PR | 4 | ENCODER;INCREMENTAL ROTARY ENCODER | 5508A0107 | M | 240 | 40 | CRE1 | 107 | NP | 2 NOS | 369816.3 | 739632.6 | 2021-04-03 | 970348975 | 40 | 2021-02-11
1002454274 | 227-CRM - Electrical Maintenance | 504850-ANOOP RADHEYSHYAM PANDEY | 2020-12-30 | PR | 5 | ENCODERENCODERPULSE GENERATORSUMTAKE | 5508A0038 | M | 238 | 40 | CRE1 | 107 | NP | 1 NOS | 369816.3 | 369816.3 | 2021-04-03 | 970348975 | 50 | 2021-02-11
1002454275 | 227-CRM - Electrical Maintenance | 504850-ANOOP RADHEYSHYAM PANDEY | 2020-12-30 | PR | 1 | RADAR TYPE LEVEL TRANSMITTER VEGA PS64 | 6129A0135 | M | 256 | 40 | CRE1 | 101 | NP | 3 NOS | 201135 | 603405 | 2021-04-30 | 970343120 | 10 | 2021-01-05
1002454276 | 227-CRM - Electrical Maintenance | 504850-ANOOP RADHEYSHYAM PANDEY | 2020-12-30 | PR | 1 | RESISTANCE BULB TYPE RTD YOKOGAWA HYDR | 5956A1746 | M | 256 | 40 | CRE1 | 104 | NP | 10 NOS | 2598.56 | 25985.6 | 2021-04-30 | 970344050 | 10 | 2021-01-11
1002454322 | 227-CRM - Electrical Maintenance | 121461-R K Sachan | 2020-12-31 | RO | 1 | SUGAR | 1044A0020 | M | 218 | 40 | CRMO | 133 | NB | 18 KG | 42 | 756 | 2020-12-31 | 4406944970 | 10 | 2020-12-31
1002454322 | 227-CRM - Electrical Maintenance | 121461-R K Sachan | 2020-12-31 | RO | 2 | CANTEEN EDIBLES ( milk ) | 1044A0051 | M | 218 | 40 | CRMO | 133 | NB | 24 KG | 449.63 | 10791.12 | 2020-12-31 | 4406944970 | 20 | 2020-12-31
1002454322 | 227-CRM - Electrical Maintenance | 121461-R K Sachan | 2020-12-31 | RO | 3 | CANTEEN EDIBLES TATA TEA | 1044A0053 | M | 218 | 40 | CRMO | 133 | NB | 5 KG | 465.03 | 2325.15 | 2020-12-31 | 4406944970 | 30 | 2020-12-31
1002454347 | 227-CRM - Electrical Maintenance | 504850-ANOOP RADHEYSHYAM PANDEY | 2020-12-31 | PR | 1 | STEAM FLOW CONTROL VALVE AZBIL CORPORAT | 6132A0510 | M | 256 | 40 | CRE1 | 107 | NP | 1 NOS | 1280000 | 1280000 | 2021-05-30 | 970356133 | 10 | 2021-03-29
1002454907 | 227-CRM - Electrical Maintenance | 504850-ANOOP RADHEYSHYAM PANDEY | 2021-01-01 | PR | 1 | PR SWTCH;INTEGRATED PRESSURE CELL | 5499A0203 | M | 256 | 40 | CRE1 | 104 | NB | 2 NOS | 22578 | 45156 | 2021-04-01 | 920952062 | 10 | 2021-01-04
1002454908 | 227-CRM - Electrical Maintenance | 504850-ANOOP RADHEYSHYAM PANDEY | 2021-01-01 | PR | 1 | CHEMICAL SPL;CONDUCTIVITY BUFFER SOLUTIO | 5741A1385 | M | 210 | 40 | CRE1 | 104 | NB | 1000 ML | 48.41 | 48410 | 2021-02-28 | 920952121 | 10 | 2021-01-04
1002454909 | 227-CRM - Electrical Maintenance | 504850-ANOOP RADHEYSHYAM PANDEY | 2021-01-01 | PR | 1 | OPTL PHSNSR | 5940A0021 | M | 256 | 40 | CRE1 | 104 | NB | 1 EA | 15336 | 15336 | 2021-02-28 | 920950992 | 10 | 2021-01-01
1002455019 | 227-CRM - Electrical Maintenance | 149329-RAVI SHEKHAR | 2021-01-01 | PR | 1 | INSTRMNT MSRNG;LUX METER | 5668A0102 | M | 235 | 40 | CRE1 | 104 | NP | 1 NOS | 3500 | 3500 | 2021-01-31 | 970342905 | 10 | 2021-01-04
1002455019 | 227-CRM - Electrical Maintenance | 149329-RAVI SHEKHAR | 2021-01-01 | PR | 2 | MESRG ISNT;LUX METER DIGITAL LUX METER | 5668A0205 | M | 235 | 40 | CRE1 | 104 | NP | 1 NOS | 7500 | 7500 | 2021-01-31 | 970342905 | 20 | 2021-01-04
1002455019 | 227-CRM - Electrical Maintenance | 149329-RAVI SHEKHAR | 2021-01-01 | PR | 3 | SPECIAL INSTRUMENT;ANEMOMETER | 6049A0014 | M | 256 | 40 | CRE1 | 104 | NP | 2 NOS | 35000 | 70000 | 2021-01-31 | 970342905 | 30 | 2021-01-04
1002455024 | 227-CRM - Electrical Maintenance | 121461-R K Sachan | 2021-01-01 | PR | 1 | 15W DOWNLIGHTER FOR OFFICE HAVELLS LED | 5713A0449 | M | 229 | 40 | CRE1 | 104 | NP | 100 NOS | 700 | 70000 | 2021-01-31 | 970345257 | 10 | 2021-01-19
1002455028 | 227-CRM - Electrical Maintenance | 121461-R K Sachan | 2021-01-01 | PR | 2 | PRESSURE SWITCH KROM SCHRODER DG150U-3 | 6124A0304 | M | 256 | 40 | CRE1 | 101 | NP | 15 NOS | 6000 | 90000 | 2021-01-31 | 970342904 | 10 | 2021-01-04
1002455028 | 227-CRM - Electrical Maintenance | 121461-R K Sachan | 2021-01-01 | PR | 3 | PRESSURE SWITCH KROM SCHRODER DG50U-3 | 6124A0330 | M | 256 | 40 | CRE1 | 101 | NP | 15 NOS | 6000 | 90000 | 2021-02-10 | 970342904 | 20 | 2021-01-04
1002455678 | 227-CRM - Electrical Maintenance | 121461-R K Sachan | 2021-01-02 | PR | 1 | SW GR&CB SPRAUX CONTACTABBCONTACTORC | 5872A1018 | M | 234 | 40 | CRE1 | 104 | NP | 150 NOS | 130 | 19500 | 2021-02-01 | 970348360 | 10 | 2021-02-08
1002455678 | 227-CRM - Electrical Maintenance | 121461-R K Sachan | 2021-01-02 | PR | 2 | SW GR&CB SPRAUX CONTACTABBCONTACTORC | 5872A1019 | M | 234 | 40 | CRE1 | 104 | NP | 150 NOS | 130 | 19500 | 2021-02-01 | 970348360 | 20 | 2021-02-08
1002455691 | 227-CRM - Electrical Maintenance | 410231-Mr.N S Jaggi | 2021-01-02 | PR | 1 | CAL GAS CYL;H2 GAS CYLINDER PPMH2=7000 | 5992A0122 | M | 256 | 40 | CRE1 | 104 | NB | 1 NOS | 11325.6 | 11325.6 | 2021-02-16 | 920951953 | 10 | 2021-01-04
1002455691 | 227-CRM - Electrical Maintenance | 410231-Mr.N S Jaggi | 2021-01-02 | PR | 2 | CAL GAS CYL;O2 Gas Cylinder PPMO2=7 PPM | 5992A0123 | M | 256 | 40 | CRE1 | 104 | NB | 1 NOS | 12324 | 12324 | 2021-02-16 | 920951953 | 20 | 2021-01-04
1002455691 | 227-CRM - Electrical Maintenance | 410231-Mr.N S Jaggi | 2021-01-02 | PR | 3 | CAL GAS CYL;H2S Gas Cylinder MG/NM3H2S= | 5992A0124 | M | 256 | 40 | CRE1 | 104 | NB | 1 NOS | 26650 | 26650 | 2021-02-16 | 920951953 | 30 | 2021-01-04
1002455720 | 227-CRM - Electrical Maintenance | 149329-RAVI SHEKHAR | 2021-01-02 | PR | 1 | PLC PANEL TENSIOMETER PANEL UPGRADE | 5968A0225 | M | 240 | 40 | CRE1 | 107 | NP | 3 SET | 351340 | 1054020 | 2021-03-02 | 970342961 | 10 | 2021-01-04
1002455721 | 227-CRM - Electrical Maintenance | 500111-PRAMOD PRASAD | 2021-01-02 | PR | 1 | DRV SPR;PCBHITACHIHME001HIVECTOL-VSI | 5542A0371 | M | 240 | 40 | CRE1 | 107 | NP | 2 NOS | 1097350 | 2194700 | 2021-02-01 | 970349987 | 10 | 2021-02-17
1002455721 | 227-CRM - Electrical Maintenance | 500111-PRAMOD PRASAD | 2021-01-02 | PR | 2 | DRV SPR;CONTROL BOARDHITACHIHMD932 | 5542A0781 | M | 240 | 40 | CRE1 | 107 | NP | 1 NOS | 99407 | 99407 | 2021-01-08 | 970349987 | 20 | 2021-02-17
1002455790 | 227-CRM - Electrical Maintenance | 152780-Sushil Kumar Tripathy | 2021-01-02 | PR | 1 | DISPLAY;10 7 IN90-230 VACLED 10 WWA | 5085A0071 | M | 240 | 40 | CRE1 | 104 | NB | 1 NOS | 95000 | 95000 | 2021-02-16 | 920952415 | 10 | 2021-01-05
1002455882 | 227-CRM - Electrical Maintenance | 504850-ANOOP RADHEYSHYAM PANDEY | 2021-01-03 | PR | 1 | SPAREINSTRUMENTATION;VORTEX COOLER | 5956A0058 | M | 256 | 40 | CRE1 | 101 | NP | 6 NOS | 65203.76 | 391222.56 | 2021-03-30 | 970344053 | 10 | 2021-01-11
1002455895 | 227-CRM - Electrical Maintenance | 504850-ANOOP RADHEYSHYAM PANDEY | 2021-01-03 | PR | 1 | PNL;LOCAL CONTROL NO SPECIAL FEATURES | 5964A0126 | M | 231 | 40 | CRE1 | 104 | NB | 1 NOS | 8891.11 | 8891.11 | 2021-03-30 | 920985084 | 10 | 2021-03-26
1002455895 | 227-CRM - Electrical Maintenance | 504850-ANOOP RADHEYSHYAM PANDEY | 2021-01-03 | PR | 2 | PANEL;DISPLAYSINGLE230V50HZMCB20A | 5964A0001 | M | 231 | 40 | CRE1 | 104 | NB | 4 SET | 10000 | 40000 | 2021-03-04 | 920985084 | 20 | 2021-03-26
1002455907 | 227-CRM - Electrical Maintenance | 149487-ABHAY KUMAR MANDAL | 2021-01-04 | RO | 1 | SUGAR | 1044A0020 | M | 218 | 40 | CRMO | 133 | NB | 12 KG | 42 | 504 | 2021-01-04 | 4407108823 | 10 | 2021-02-07
1002455907 | 227-CRM - Electrical Maintenance | 149487-ABHAY KUMAR MANDAL | 2021-01-04 | RO | 2 | CANTEEN EDIBLES ( milk ) | 1044A0051 | M | 218 | 40 | CRMO | 133 | NB | 16 KG | 449.63 | 7194.08 | 2021-01-04 | 4407108823 | 20 | 2021-02-07
1002455907 | 227-CRM - Electrical Maintenance | 149487-ABHAY KUMAR MANDAL | 2021-01-04 | RO | 3 | CANTEEN EDIBLES TATA TEA | 1044A0053 | M | 218 | 40 | CRMO | 133 | NB | 8 KG | 465.03 | 3720.24 | 2021-01-20 | 4407108823 | 30 | 2021-02-07
1002456332 | 227-CRM - Electrical Maintenance | 504850-ANOOP RADHEYSHYAM PANDEY | 2021-01-04 | PR | 1 | LOAD CELL KAWATETSU ADVANTECH ZR20 ST | 5512A0270 | M | 308 | 40 | CRE1 | 107 | NP | 2 NOS | 480000 | 960000 | 2021-04-04 | 970344064 | 10 | 2021-01-11
1002456351 | 227-CRM - Electrical Maintenance | 504850-ANOOP RADHEYSHYAM PANDEY | 2021-01-04 | PR | 1 | PNL;PROTECTIVE PANEL EOT CRANE APPLICAT | 5964A0180 | M | 231 | 40 | CRE1 | 101 | NB | 1 NOS | 480000 | 480000 | 2021-02-03 | 920989122 | 10 | 2021-04-05
1002456351 | 227-CRM - Electrical Maintenance | 504850-ANOOP RADHEYSHYAM PANDEY | 2021-01-04 | PR | 2 | PNL;PROTECTIVE PANEL THREE 415 VACB | 5964A0104 | M | 231 | 40 | CRE1 | 101 | NB | 2 SET | 680000 | 1360000 | 2021-02-03 | 920989122 | 20 | 2021-04-05
1002457270 | 227-CRM - Electrical Maintenance | 123226-Mr Swapan Bera | 2021-01-05 | PR | 2 | MASTER CONTROLLER;500 VAC/DC10 A4-0-4 | 6183A0045 | M | 234 | 40 | CRE1 | 101 | NP | 10 NOS | 30000 | 300000 | 2021-02-04 | 970348359 | 10 | 2021-02-08
1002457345 | 227-CRM - Electrical Maintenance | 121461-R K Sachan | 2021-01-05 | PR | 1 | EL T&M INST;TEMPOSONIC PROGRAMMER MTS | 5189A0184 | M | 235 | 40 | CRE1 | 104 | NP | 1 NOS | 95000 | 95000 | 2021-02-04 | 970344060 | 10 | 2021-01-11
1002457401 | 227-CRM - Electrical Maintenance | 123226-Mr Swapan Bera | 2021-01-05 | PR | 1 | CTRL TRF;3 KVATHREE DRY 415 V185 VF | 5506A0173 | M | 236 | 40 | CRE1 | 104 | NB | 2 NOS | 25000 | 50000 | 2021-02-04 | 920952612 | 10 | 2021-01-05
1002457559 | 227-CRM - Electrical Maintenance | 504850-ANOOP RADHEYSHYAM PANDEY | 2021-01-06 | PR | 2 | ANNUNCIATOR;1490-270VAC/DC | 5658A0009 | M | 240 | 40 | CRE1 | 104 | NB | 1 NOS | 48000 | 48000 | 2021-02-28 | 920952997 | 10 | 2021-01-06
1002457563 | 227-CRM - Electrical Maintenance | 504850-ANOOP RADHEYSHYAM PANDEY | 2021-01-06 | PR | 1 | PR SW;PIEZOELECTRIC RESISTIVE SENSOR 0- | 5499A0275 | M | 256 | 40 | CRE1 | 104 | NB | 1 NOS | 21106.9 | 21106.9 | 2021-02-28 | 920953028 | 10 | 2021-01-06
1002457566 | 227-CRM - Electrical Maintenance | 504850-ANOOP RADHEYSHYAM PANDEY | 2021-01-06 | PR | 1 | FLOT SW;FLOAT SWITCH MEDIUM SS 316 FL | 5471A0022 | M | 256 | 40 | CRE1 | 101 | NB | 2 NOS | 40426.88 | 80853.76 | 2021-02-28 | 920954645 | 10 | 2021-01-10
1002457566 | 227-CRM - Electrical Maintenance | 504850-ANOOP RADHEYSHYAM PANDEY | 2021-01-06 | PR | 2 | FLOT SW;FLOAT SWITCH MEDIUM PVDF FLAN | 5471A0023 | M | 256 | 40 | CRE1 | 101 | NB | 2 NOS | 43403.99 | 86807.98 | 2021-02-28 | 920954645 | 20 | 2021-01-10
1002457855 | 227-CRM - Electrical Maintenance | 500111-PRAMOD PRASAD | 2021-01-06 | PR | 1 | POWER SUPPLY HSC200 POWER SUPPLY HIT | 5540A1467 | M | 240 | 40 | 227R | 101 | NP | 10 NOS | 160000 | 1600000 | 2021-02-05 | 970344177 | 10 | 2021-01-12
1002458054 | 227-CRM - Electrical Maintenance | 500111-PRAMOD PRASAD | 2021-01-06 | PR | 1 | MEGGR;MEGGER NOSFLUKE 1550B NO SPECIA | 5895A0026 | M | 235 | 40 | CRE1 | 101 | NP | 1 NOS | 300000 | 300000 | 2021-02-05 | 970344058 | 10 | 2021-01-11
1002458076 | 227-CRM - Electrical Maintenance | 121461-R K Sachan | 2021-01-06 | PR | 1 | LADDER TROLLEY MOVEABLE TROLLEY 10 | 5819A0097 | M | 295 | 40 | CRE1 | 104 | NB | 1 NOS | 45000 | 45000 | 2021-02-05 | 920953029 | 10 | 2021-01-06
1002458102 | 227-CRM - Electrical Maintenance | 121461-R K Sachan | 2021-01-06 | PR | 1 | M12 5 PIN FEMALE CONNECTOR TPS AUTOMAT | 5956A3766 | M | 256 | 40 | CRE1 | 104 | NP | 12 NOS | 2000 | 24000 | 2021-02-05 | 970344043 | 10 | 2021-01-11
1002458102 | 227-CRM - Electrical Maintenance | 121461-R K Sachan | 2021-01-06 | PR | 2 | 5 PIN MALE CONNECTOR TPS AUTOMATION | 5956A3767 | M | 256 | 40 | CRE1 | 104 | NP | 12 NOS | 2000 | 24000 | 2021-02-05 | 970344043 | 20 | 2021-01-11
1002458127 | 227-CRM - Electrical Maintenance | 121461-R K Sachan | 2021-01-06 | PR | 1 | POLE HPA 12/1640CF PRESS SW ABB SF6 BR | 5872A2750 | M | 234 | 40 | CRE1 | 101 | NP | 3 NOS | 95000 | 285000 | 2021-02-05 | 970344048 | 10 | 2021-01-11
1002458316 | 227-CRM - Electrical Maintenance | 504850-ANOOP RADHEYSHYAM PANDEY | 2021-01-06 | PR | 1 | CHEMICAL SPL;METHYL RED INDICATOR POWDER | 5741A1865 | M | 210 | 40 | CRE1 | 104 | NB | 30 NOS | 1500 | 45000 | 2021-02-05 | 920953048 | 10 | 2021-01-06
1002458499 | 227-CRM - Electrical Maintenance | 164181-RAVI KARAN | 2021-01-07 | PR | 1 | ELTNC CARD;CNCEC- HEAD ASSEMBLYPOMINI | 5540A1126 | M | 240 | 40 | CRE1 | 107 | NP | 1 NOS | 850000 | 850000 | 2021-02-06 | 970348368 | 10 | 2021-02-08
1002458603 | 227-CRM - Electrical Maintenance | 500111-PRAMOD PRASAD | 2021-01-07 | PR | 5 | ELTNC CARD;BATTERY CHARGERVOLTAGE PCB | 5540A1101 | M | 240 | 40 | CRE1 | 104 | NP | 1 NOS | 38500 | 38500 | 2021-02-06 | 970348968 | 10 | 2021-02-11
1002458603 | 227-CRM - Electrical Maintenance | 500111-PRAMOD PRASAD | 2021-01-07 | PR | 7 | ELTNC CARD;BATTERY CHARGERIPRC CARD | 5540A1102 | M | 240 | 40 | CRE1 | 104 | NP | 1 NOS | 13800 | 13800 | 2021-02-06 | 970348968 | 20 | 2021-02-11
1002458603 | 227-CRM - Electrical Maintenance | 500111-PRAMOD PRASAD | 2021-01-07 | PR | 8 | ELTNC CARD;BATTERY CHARGER | 5540A1104 | M | 240 | 40 | CRE1 | 104 | NP | 1 NOS | 21900 | 21900 | 2021-02-06 | 970348968 | 30 | 2021-02-11
1002458603 | 227-CRM - Electrical Maintenance | 500111-PRAMOD PRASAD | 2021-01-07 | PR | 9 | ELTNC CARD;BATTERY CHARGERSENSING CARD | 5540A1105 | M | 240 | 40 | CRE1 | 104 | NP | 1 NOS | 25600 | 25600 | 2021-02-06 | 970348968 | 40 | 2021-02-11
1002458922 | 227-CRM - Electrical Maintenance | 500111-PRAMOD PRASAD | 2021-01-07 | PR | 1 | BAT CHGR ACCS;GFLC CARDSTATIC TYPE | 5494A0014 | M | 221 | 40 | CRE1 | 104 | NP | 1 NOS | 9500 | 9500 | 2021-01-31 | 970348370 | 10 | 2021-02-08
1002458922 | 227-CRM - Electrical Maintenance | 500111-PRAMOD PRASAD | 2021-01-07 | PR | 2 | BAT CHGR ACCS | 5494A0016 | M | 221 | 40 | CRE1 | 104 | NP | 1 NOS | 1850 | 1850 | 2021-01-31 | 970348370 | 20 | 2021-02-08
1002458922 | 227-CRM - Electrical Maintenance | 500111-PRAMOD PRASAD | 2021-01-07 | PR | 3 | BAT CHGR ACCS;ON DELAY TIMERSIEMENS | 5494A0019 | M | 221 | 40 | CRE1 | 104 | NP | 1 NOS | 6100 | 6100 | 2021-01-31 | 970348370 | 30 | 2021-02-08
1002458922 | 227-CRM - Electrical Maintenance | 500111-PRAMOD PRASAD | 2021-01-07 | PR | 8 | CAPACITOR;ALUMINIUM ELECTROLYTIC3300uF | 5553A0298 | M | 239 | 40 | CRE1 | 104 | NP | 3 NOS | 3800 | 11400 | 2021-01-31 | 970348370 | 40 | 2021-02-08
1002458922 | 227-CRM - Electrical Maintenance | 500111-PRAMOD PRASAD | 2021-01-07 | PR | 9 | THYRISTOR;SILICON CONTROLLED THYRISTOR | 5581A0041 | M | 239 | 40 | CRE1 | 104 | NP | 3 NOS | 7800 | 23400 | 2021-01-31 | 970348370 | 50 | 2021-02-08
1002458922 | 227-CRM - Electrical Maintenance | 500111-PRAMOD PRASAD | 2021-01-07 | PR | 10 | FUSE;HRC32A550V80KANO60X60X65MM | 5748A0664 | M | 225 | 40 | CRE1 | 104 | NP | 3 NOS | 1250 | 3750 | 2021-01-31 | 970348370 | 60 | 2021-02-08
1002458922 | 227-CRM - Electrical Maintenance | 500111-PRAMOD PRASAD | 2021-01-07 | PR | 11 | BAT CHGR ACCS | 5494A0015 | M | 221 | 40 | CRE1 | 104 | NP | 1 NOS | 15800 | 15800 | 2021-01-31 | 970348370 | 70 | 2021-02-08
1002458922 | 227-CRM - Electrical Maintenance | 500111-PRAMOD PRASAD | 2021-01-07 | PR | 12 | BAT CHGR ACCS | 5494A0018 | M | 221 | 40 | CRE1 | 104 | NP | 1 NOS | 20500 | 20500 | 2021-01-31 | 970348370 | 80 | 2021-02-08
1002458922 | 227-CRM - Electrical Maintenance | 500111-PRAMOD PRASAD | 2021-01-07 | PR | 13 | BAT CHGR ACCS;POT 10K/3 WATTCHLORIDE | 5494A0020 | M | 221 | 40 | CRE1 | 104 | NP | 1 NOS | 750 | 750 | 2021-01-31 | 970348370 | 90 | 2021-02-08
1002459847 | 227-CRM - Electrical Maintenance | 149329-RAVI SHEKHAR | 2021-01-08 | PR | 1 | RECTIFIER THYRISTOR INDUCTOTHERM UK:1 | 5540A1748 | M | 240 | 40 | CRE1 | 101 | NP | 1 NOS | 640000 | 640000 | 2021-02-08 | 970347185 | 10 | 2021-02-01
1002459847 | 227-CRM - Electrical Maintenance | 149329-RAVI SHEKHAR | 2021-01-08 | PR | 2 | SCR STACK FOR GA RECTIFIER INDUCTOTHERM | 5542A2917 | M | 240 | 40 | CRE1 | 101 | NP | 6 NOS | 47000 | 282000 | 2021-03-08 | 970347185 | 20 | 2021-02-01
1002459921 | 227-CRM - Electrical Maintenance | 504850-ANOOP RADHEYSHYAM PANDEY | 2021-01-08 | PR | 1 | WHEELED WASTE BINS BLACKRWB120L1 | 5789A0158 | M | 276 | 40 | CRE1 | 104 | NB | 10 NOS | 1863.84 | 18638.4 | 2021-01-25 | 920954260 | 10 | 2021-01-09
1002459933 | 227-CRM - Electrical Maintenance | 504850-ANOOP RADHEYSHYAM PANDEY | 2021-01-08 | PR | 1 | RTD FOR PICKLING TANK TOSHNIWAL INDUSTR | 6130A0204 | M | 256 | 40 | CRE1 | 104 | NP | 4 NOS | 7196.24 | 28784.96 | 2021-01-08 | 970344065 | 10 | 2021-01-11
1002459935 | 227-CRM - Electrical Maintenance | 504850-ANOOP RADHEYSHYAM PANDEY | 2021-01-08 | PR | 1 | CAMRA&ACCES;HOUSING FOR CCTV CAMERA | 5648A0039 | M | 314 | 40 | CRE1 | 104 | NB | 4 NOS | 4800 | 19200 | 2021-01-30 | 920954267 | 10 | 2021-01-09
1002460015 | 227-CRM - Electrical Maintenance | 504850-ANOOP RADHEYSHYAM PANDEY | 2021-01-09 | PR | 1 | ELECTRONIC INSTTESTNG & MSRNGCONFIGURA | 5189A0016 | M | 256 | 40 | CRE1 | 101 | NP | 1 NOS | 308000 | 308000 | 2021-03-10 | 970348363 | 10 | 2021-02-08
1002460020 | 227-CRM - Electrical Maintenance | 504850-ANOOP RADHEYSHYAM PANDEY | 2021-01-09 | PR | 1 | FLOW MTR;10KG/CM2ROLLING OIL | 5493A0140 | M | 256 | 40 | CRE1 | 101 | NB | 4 NOS | 245225.7 | 980902.8 | 2021-03-10 | 920964583 | 10 | 2021-02-03
1002460022 | 227-CRM - Electrical Maintenance | 504850-ANOOP RADHEYSHYAM PANDEY | 2021-01-09 | PR | 1 | WATER CHILLER CWA-12WPTS-T415 MARUKA M | 5778A2571 | M | 299 | 40 | CRE1 | 107 | NP | 1 NOS | 1200000 | 1200000 | 2021-07-08 | 970347706 | 10 | 2021-02-04
1002460024 | 227-CRM - Electrical Maintenance | 504850-ANOOP RADHEYSHYAM PANDEY | 2021-01-09 | PR | 1 | SPL CBL;ENCODER CABLE WITH CONN. NOSLAP | 6045A0431 | M | 222 | 40 | CRE1 | 101 | NP | 1 SET | 1180000 | 1180000 | 2021-04-09 | 970347704 | 10 | 2021-02-04
1002460029 | 227-CRM - Electrical Maintenance | 504850-ANOOP RADHEYSHYAM PANDEY | 2021-01-09 | PR | 1 | CONT VALV;150 MMAIR TO CLOSE DOUBLE G | 5475A0309 | M | 256 | 40 | CRE1 | 101 | NB | 1 NOS | 700000 | 700000 | 2021-02-08 | 921004314 | 10 | 2021-05-11
1002460032 | 227-CRM - Electrical Maintenance | 504850-ANOOP RADHEYSHYAM PANDEY | 2021-01-09 | PR | 1 | FLW MTR;0-1.5 KG/CM2FLUID ULTRASONIC | 5493A0220 | M | 256 | 40 | CRE1 | 101 | NB | 1 NOS | 340000 | 340000 | 2021-02-08 | 920964574 | 10 | 2021-02-03
1002460037 | 227-CRM - Electrical Maintenance | 504850-ANOOP RADHEYSHYAM PANDEY | 2021-01-09 | PR | 1 | NITROGEN REDUCING VALVE X RAY KAKUMARU | 5956A2598 | M | 256 | 40 | CRE1 | 107 | NP | 5 NOS | 22000 | 110000 | 2021-04-30 | 970358817 | 10 | 2021-04-14
1002460037 | 227-CRM - Electrical Maintenance | 504850-ANOOP RADHEYSHYAM PANDEY | 2021-01-09 | PR | 2 | AIR DRYER NISHIYAMA XRAY UTILITY AQUA | 5956A2600 | M | 256 | 40 | CRE1 | 107 | NP | 2 NOS | 40000 | 80000 | 2021-04-30 | 970358817 | 20 | 2021-04-14
1002460037 | 227-CRM - Electrical Maintenance | 504850-ANOOP RADHEYSHYAM PANDEY | 2021-01-09 | PR | 3 | AIR FILTER REGULATOR SMC XRAY UTILITY | 5956A2601 | M | 256 | 40 | CRE1 | 107 | NP | 5 NOS | 18000 | 90000 | 2021-04-30 | 970358817 | 30 | 2021-04-14
1002460037 | 227-CRM - Electrical Maintenance | 504850-ANOOP RADHEYSHYAM PANDEY | 2021-01-09 | PR | 4 | NITROGEN REDUCING VALVE X RAY SMC XRAY | 5956A2603 | M | 256 | 40 | CRE1 | 107 | NP | 5 NOS | 22000 | 110000 | 2021-04-30 | 970358817 | 40 | 2021-04-14
1002460037 | 227-CRM - Electrical Maintenance | 504850-ANOOP RADHEYSHYAM PANDEY | 2021-01-09 | PR | 5 | SAFETY VALVE OF X RAY SYSTEM HIRATA VAL | 5956A2604 | M | 256 | 40 | CRE1 | 107 | NP | 5 NOS | 12000 | 60000 | 2021-04-30 | 970358817 | 50 | 2021-04-14
1002460057 | 227-CRM - Electrical Maintenance | 504850-ANOOP RADHEYSHYAM PANDEY | 2021-01-09 | PR | 1 | AIR FILTER SMC TR UTILITY FILTER ELEM | 5956A2599 | M | 256 | 40 | CRE1 | 104 | NB | 20 NOS | 2400 | 48000 | 2021-01-29 | 920957823 | 10 | 2021-01-18
1002460305 | 227-CRM - Electrical Maintenance | 504850-ANOOP RADHEYSHYAM PANDEY | 2021-01-09 | PR | 1 | INST SPR;CPC POSITION TRANSMITTER | 5956A0622 | M | 256 | 40 | CRE1 | 107 | NP | 2 NOS | 117461.39 | 234922.78 | 2021-03-20 | 970356132 | 10 | 2021-03-29
1002460305 | 227-CRM - Electrical Maintenance | 504850-ANOOP RADHEYSHYAM PANDEY | 2021-01-09 | PR | 2 | INST SPR;CPC POSITION TRANSMITTER | 5956A0623 | M | 256 | 40 | CRE1 | 107 | NP | 2 NOS | 117461.39 | 234922.78 | 2021-03-20 | 970356132 | 20 | 2021-03-29
1002460307 | 227-CRM - Electrical Maintenance | 504850-ANOOP RADHEYSHYAM PANDEY | 2021-01-09 | PR | 2 | SPL PIPE&ACCSTRAIGHT CONNECTORNORGREN | 5737A0127 | M | 281 | 40 | CR01 | 104 | NB | 50 NOS | 60 | 3000 | 2021-01-30 | 920954271 | 10 | 2021-01-09
1002460307 | 227-CRM - Electrical Maintenance | 504850-ANOOP RADHEYSHYAM PANDEY | 2021-01-09 | PR | 4 | SPL PIPE&ACCSTRAIGHT CONNECTORNORGREN | 5737A0126 | M | 281 | 40 | CR01 | 104 | NB | 50 NOS | 60 | 3000 | 2021-01-30 | 920954271 | 20 | 2021-01-09
1002460420 | 227-CRM - Electrical Maintenance | 123226-Mr Swapan Bera | 2021-01-09 | PR | 1 | AC MOTR;IE2 7.5 KW415 +/- 10% VSQUIRR | 5900A3223 | M | 230 | 40 | CRE1 | 101 | NB | 5 NOS | 30000 | 150000 | 2021-02-08 | 920969895 | 10 | 2021-02-16
1002460429 | 227-CRM - Electrical Maintenance | 153574-Pankaj Kumar | 2021-01-09 | PR | 1 | FLXBL CNDUIT1PVCFLEXIBLENO ACCESSOR | 5527A0012 | M | 228 | 40 | CRE1 | 104 | NB | 300 M | 90 | 27000 | 2021-02-08 | 920957915 | 10 | 2021-01-18
1002460429 | 227-CRM - Electrical Maintenance | 153574-Pankaj Kumar | 2021-01-09 | PR | 2 | FLXBL CNDUIT1-1/2PVCFLEXIBLENO ACCE | 5527A0013 | M | 228 | 40 | CRE1 | 104 | NB | 500 M | 85 | 42500 | 2021-02-08 | 920957915 | 20 | 2021-01-18
1002460429 | 227-CRM - Electrical Maintenance | 153574-Pankaj Kumar | 2021-01-09 | PR | 3 | FLXBL CNDUIT2PVCFLEXIBLENO ACCESSOR | 5527A0014 | M | 228 | 40 | CRE1 | 104 | NB | 300 M | 100 | 30000 | 2021-02-08 | 920957915 | 30 | 2021-01-18
1002460435 | 227-CRM - Electrical Maintenance | 153574-Pankaj Kumar | 2021-01-09 | RO | 1 | ED USER COM SPR;TRI COLOR CARTRIDGE | 5309A0263 | M | 212 | 40 | CRE1 | 121 | NB | 2 NOS | 732 | 1464 | 2021-01-22 | 4406984168 | 10 | 2021-01-09
1002460435 | 227-CRM - Electrical Maintenance | 153574-Pankaj Kumar | 2021-01-09 | RO | 2 | ED USER COM SPR;BLACK CARTRIDGEPRINTER | 5309A0264 | M | 212 | 40 | CRE1 | 121 | NB | 2 NOS | 606 | 1212 | 2021-01-22 | 4406984168 | 20 | 2021-01-09
1002460437 | 227-CRM - Electrical Maintenance | 153574-Pankaj Kumar | 2021-01-09 | PR | 1 | TAG;CAUTION TAG-RED RED ONE SIDEWHITE | 5286A0019 | M | 276 | 40 | CRE1 | 104 | NB | 600 NOS | 5 | 3000 | 2021-02-08 | 920954273 | 10 | 2021-01-09
1002460443 | 227-CRM - Electrical Maintenance | 153574-Pankaj Kumar | 2021-01-09 | PR | 1 | SPL INST;TEMPERATURE STICKER TEMPERATUR | 6049A0066 | M | 256 | 40 | CRE1 | 104 | NB | 2000 NOS | 42 | 84000 | 2021-02-08 | 920954966 | 10 | 2021-01-11
1002460546 | 227-CRM - Electrical Maintenance | 504850-ANOOP RADHEYSHYAM PANDEY | 2021-01-10 | PR | 1 | INFRA RED HEAT DETECTOR SIEMENS FDF241 | 6088A0027 | M | 244 | 40 | CRE1 | 100 | NP | 3 NOS | 137800 | 413400 | 2021-01-10 | 970347703 | 10 | 2021-02-04
1002460546 | 227-CRM - Electrical Maintenance | 504850-ANOOP RADHEYSHYAM PANDEY | 2021-01-10 | PR | 2 | HEAT DETECTOR SIEMENS LTD S54320-F5-A1 | 6088A0210 | M | 244 | 40 | CRE1 | 100 | NP | 5 NOS | 2575.8 | 12879 | 2021-01-10 | 970347703 | 20 | 2021-02-04
1002460593 | 227-CRM - Electrical Maintenance | 504850-ANOOP RADHEYSHYAM PANDEY | 2021-01-10 | PR | 1 | WRAP SEAL 200 MMPERMECEAL 25 MFIBREG | 6024A0021 | M | 202 | 40 | CRE1 | 104 | NB | 4 025 | 11716.12 | 46864.48 | 2021-01-30 | 920956154 | 10 | 2021-01-14
1002460598 | 227-CRM - Electrical Maintenance | 504850-ANOOP RADHEYSHYAM PANDEY | 2021-01-10 | PR | 1 | CNTRLR;Temperature Controller | 5495A0120 | M | 240 | 40 | CRE1 | 101 | NB | 8 NOS | 38358.22 | 306865.76 | 2021-02-28 | 920965088 | 10 | 2021-02-05
1002460601 | 227-CRM - Electrical Maintenance | 504850-ANOOP RADHEYSHYAM PANDEY | 2021-01-10 | PR | 1 | SAFETY ACCESSORIES;SAFETY SIGNAGESAGR | 5953A0014 | M | 290 | 40 | CRE1 | 104 | NB | 9700 IN2 | 5.13 | 49761 | 2021-01-31 | 920954963 | 10 | 2021-01-11
1002460615 | 227-CRM - Electrical Maintenance | 504850-ANOOP RADHEYSHYAM PANDEY | 2021-01-10 | PR | 1 | CNTRLR;PROCESS CONTROLLER100-240VAC | 5495A0162 | M | 240 | 40 | CRE1 | 104 | NB | 1 NOS | 48000 | 48000 | 2021-02-09 | 920958373 | 10 | 2021-01-19
1002460616 | 227-CRM - Electrical Maintenance | 504850-ANOOP RADHEYSHYAM PANDEY | 2021-01-10 | PR | 1 | CNTRLR;JOYSTICK CONTROLLER500VAC | 5495A0157 | M | 240 | 40 | CRE1 | 104 | NB | 2 NOS | 24000 | 48000 | 2021-02-09 | 920956354 | 10 | 2021-01-14
1002460617 | 227-CRM - Electrical Maintenance | 504850-ANOOP RADHEYSHYAM PANDEY | 2021-01-10 | PR | 1 | WKY TLKY;TALKPRO LF866(LICENSE FREE) 76 | 5564A0018 | M | 212 | 40 | CRE1 | 104 | NB | 9 NOS | 5353 | 48177 | 2021-01-30 | 920954970 | 10 | 2021-01-11
1002461108 | 227-CRM - Electrical Maintenance | 121461-R K Sachan | 2021-01-11 | PR | 1 | 800A SPECTRONIC RELEASE RMS7 GE AIR | 5872A2749 | M | 234 | 40 | CRE1 | 101 | NP | 8 NOS | 79000 | 632000 | 2021-02-10 | 970348366 | 10 | 2021-02-08
1002461108 | 227-CRM - Electrical Maintenance | 121461-R K Sachan | 2021-01-11 | PR | 2 | 2500A SPECTRONIC RELEASE RMS7 GE AIR | 5872A2751 | M | 234 | 40 | CRE1 | 101 | NP | 1 NOS | 79000 | 79000 | 2021-02-10 | 970348366 | 20 | 2021-02-08
1002461108 | 227-CRM - Electrical Maintenance | 121461-R K Sachan | 2021-01-11 | PR | 3 | 3200A SPECTRONIC RELEASE RMS7 GE AIR | 5872A2754 | M | 234 | 40 | CRE1 | 101 | NP | 1 NOS | 79000 | 79000 | 2021-02-10 | 970348366 | 30 | 2021-02-08
1002461227 | 227-CRM - Electrical Maintenance | 149329-RAVI SHEKHAR | 2021-01-11 | PR | 1 | FUSE;HRC AC 600 V300 A200 KANO | 5748A0978 | M | 225 | 40 | CRE1 | 101 | NP | 9 NOS | 15000 | 135000 | 2021-02-10 | 970344518 | 10 | 2021-01-14
1002461254 | 227-CRM - Electrical Maintenance | 153574-Pankaj Kumar | 2021-01-11 | RO | 1 | SUGAR | 1044A0020 | M | 218 | 40 | CRMO | 133 | NB | 10 KG | 42 | 420 | 2021-01-25 | 4407040197 | 10 | 2021-01-22
1002461254 | 227-CRM - Electrical Maintenance | 153574-Pankaj Kumar | 2021-01-11 | RO | 2 | CANTEEN EDIBLES ( milk ) | 1044A0051 | M | 218 | 40 | CRMO | 133 | NB | 22 KG | 449.63 | 9891.86 | 2021-01-25 | 4407040197 | 20 | 2021-01-22
1002461254 | 227-CRM - Electrical Maintenance | 153574-Pankaj Kumar | 2021-01-11 | RO | 3 | CANTEEN EDIBLES TATA TEA | 1044A0053 | M | 218 | 40 | CRMO | 133 | NB | 6 KG | 465.03 | 2790.18 | 2021-01-25 | 4407040197 | 30 | 2021-01-22
1002461275 | 227-CRM - Electrical Maintenance | 153574-Pankaj Kumar | 2021-01-11 | PR | 1 | FIELD SNSR;PHOTO SWITCHALLEN BRADELEY | 5700A0638 | M | 256 | 40 | CRE1 | 104 | NP | 10 NOS | 8000 | 80000 | 2021-02-17 | 970345061 | 10 | 2021-01-18
1002461275 | 227-CRM - Electrical Maintenance | 153574-Pankaj Kumar | 2021-01-11 | PR | 2 | FIELD SNSR;PROXIMITY SWITCHIFM | 5700A0531 | M | 256 | 40 | CRE1 | 104 | NP | 3 NOS | 6500 | 19500 | 2021-02-17 | 970345061 | 20 | 2021-01-18
1002461555 | 227-CRM - Electrical Maintenance | 149329-RAVI SHEKHAR | 2021-01-12 | PR | 1 | TRF ACCS;BUCHHOLZ RELAYATVUS | 5626A0231 | M | 236 | 40 | CRE1 | 104 | NP | 1 NOS | 30000 | 30000 | 2021-02-11 | 970345048 | 10 | 2021-01-18
1002461670 | 227-CRM - Electrical Maintenance | 149329-RAVI SHEKHAR | 2021-01-12 | PR | 1 | WIRELESS REMOTE OF EOT CRANE RECIEVER C | 5540A1761 | M | 240 | 40 | 227R | 101 | NP | 1 NOS | 162000 | 162000 | 2021-02-15 | 970344519 | 10 | 2021-01-14
1002462172 | 227-CRM - Electrical Maintenance | 153574-Pankaj Kumar | 2021-01-12 | PR | 1 | SPL INST;VALVE CONNECTOR RECTANGULAR 3 | 6049A0088 | M | 256 | 40 | CRE1 | 104 | NB | 10 NOS | 350 | 3500 | 2021-02-11 | 920957817 | 10 | 2021-01-18
1002462184 | 227-CRM - Electrical Maintenance | 504850-ANOOP RADHEYSHYAM PANDEY | 2021-01-12 | PR | 1 | PORTABLE HAND DRILL MACHINE DEWALT DWD | 5918A0920 | M | 262 | 40 | CRE1 | 104 | NP | 2 NOS | 13000 | 26000 | 2021-02-20 | 970347705 | 10 | 2021-02-04
1002462184 | 227-CRM - Electrical Maintenance | 504850-ANOOP RADHEYSHYAM PANDEY | 2021-01-12 | PR | 2 | GRINDING MACHINE DEWALT DW801-B1 | 5918A1049 | M | 262 | 40 | CRE1 | 104 | NP | 2 NOS | 10000 | 20000 | 2021-02-20 | 970347705 | 20 | 2021-02-04
1002462236 | 227-CRM - Electrical Maintenance | 121461-R K Sachan | 2021-01-13 | PR | 1 | PROXIMITYINDUCTIVE SWITCH15MM10-30VI | 5885A0035 | M | 234 | 40 | CRE1 | 101 | NB | 20 NOS | 2500 | 50000 | 2021-03-10 | 920965082 | 10 | 2021-02-05
1002462236 | 227-CRM - Electrical Maintenance | 121461-R K Sachan | 2021-01-13 | PR | 2 | PROXIMITYINDUCTIVE SWITCH15MM10-36VI | 5885A0043 | M | 234 | 40 | CRE1 | 101 | NB | 16 NOS | 4000 | 64000 | 2021-03-10 | 920965082 | 20 | 2021-02-05
1002462246 | 227-CRM - Electrical Maintenance | 504850-ANOOP RADHEYSHYAM PANDEY | 2021-01-13 | PR | 2 | BRAKE CLUTCH CORE ASSEMBLY CRM ROLLSHO | 6063A0024 | M | 318 | 40 | CRE1 | 104 | NP | 2 NOS | 21000 | 42000 | 2021-03-30 | 970347592 | 10 | 2021-02-03
1002462330 | 227-CRM - Electrical Maintenance | 121461-R K Sachan | 2021-01-13 | RO | 1 | THERMOCOUPLE;CR/ALSS 3160.5 SQMM | 5671A0107 | M | 256 | 40 | CRE1 | 101 | NB | 30 NOS | 1288 | 38640 | 2021-03-14 | 4407022306 | 10 | 2021-01-18
1002462330 | 227-CRM - Electrical Maintenance | 121461-R K Sachan | 2021-01-13 | RO | 3 | THRMPCL;CHROMEL ALUMEL SS 316 0.5 M | 5671A0313 | M | 256 | 40 | CRE1 | 101 | NB | 52 NOS | 3200 | 166400 | 2021-01-20 | 4407022306 | 20 | 2021-01-18
1002462714 | 227-CRM - Electrical Maintenance | 504850-ANOOP RADHEYSHYAM PANDEY | 2021-01-13 | PR | 1 | BATERY;NI-CD UNINTERRUPTED POWER SUPPLY | 5537A0350 | M | 221 | 40 | CRE1 | 101 | NB | 225 NOS | 1650 | 371250 | 2021-02-10 | 920964580 | 10 | 2021-02-03
1002462838 | 227-CRM - Electrical Maintenance | 504850-ANOOP RADHEYSHYAM PANDEY | 2021-01-13 | PR | 1 | FIELD SNSR;PROXIMITYIFM ELECTRONIC | 5700A0450 | M | 256 | 40 | CRE1 | 101 | NB | 20 NOS | 7800 | 156000 | 2021-03-30 | 920965086 | 10 | 2021-02-05
1002462838 | 227-CRM - Electrical Maintenance | 504850-ANOOP RADHEYSHYAM PANDEY | 2021-01-13 | PR | 2 | FIELD SNSR;PROXIMITYIFM ELECTRONIC | 5700A0451 | M | 256 | 40 | CRE1 | 101 | NB | 25 NOS | 4847 | 121175 | 2021-03-30 | 920965086 | 20 | 2021-02-05
1002462838 | 227-CRM - Electrical Maintenance | 504850-ANOOP RADHEYSHYAM PANDEY | 2021-01-13 | PR | 3 | FLD SNSR;INDUCTIVE SENSOR PROXITRON 20 | 5700A0868 | M | 256 | 40 | CRE1 | 101 | NB | 25 NOS | 17700 | 442500 | 2021-03-30 | 920965086 | 30 | 2021-02-05
1002462838 | 227-CRM - Electrical Maintenance | 504850-ANOOP RADHEYSHYAM PANDEY | 2021-01-13 | PR | 7 | FLD SNSR;PROXIMITY SWITCH OMRON 12-24 | 5700A0912 | M | 256 | 40 | CRE1 | 101 | NB | 10 NOS | 3825.87 | 38258.7 | 2021-03-30 | 920965086 | 40 | 2021-02-05
1002462838 | 227-CRM - Electrical Maintenance | 504850-ANOOP RADHEYSHYAM PANDEY | 2021-01-13 | PR | 8 | FLD SNSR;ANALOGUE PROXIMITY SENSOR CONT | 5700A0915 | M | 256 | 40 | CRE1 | 101 | NB | 1 NOS | 11846.76 | 11846.76 | 2021-03-30 | 920965086 | 50 | 2021-02-05
1002462838 | 227-CRM - Electrical Maintenance | 504850-ANOOP RADHEYSHYAM PANDEY | 2021-01-13 | PR | 9 | PROXMTY;INDUCTIVE 2.5 MM10-30 VIP67 | 5885A0417 | M | 234 | 40 | CRE1 | 104 | NB | 15 NOS | 5936 | 89040 | 2021-03-30 | 920965085 | 10 | 2021-02-05
1002462838 | 227-CRM - Electrical Maintenance | 504850-ANOOP RADHEYSHYAM PANDEY | 2021-01-13 | PR | 10 | SPL CBL;CABLE WITH CONNECTOR OMRON CON | 6045A0205 | M | 222 | 40 | CRE1 | 104 | NB | 15 NOS | 1142.9 | 17143.5 | 2021-03-30 | 920965087 | 10 | 2021-02-05
1002462864 | 227-CRM - Electrical Maintenance | 123226-Mr Swapan Bera | 2021-01-13 | PR | 1 | LMT SWTCH;LEVER LIMIT SWITCHCONTINUOUS | 5613A0271 | M | 234 | 40 | CRE1 | 101 | NP | 8 NOS | 5000 | 40000 | 2021-02-27 | 970348350 | 10 | 2021-02-08
1002462864 | 227-CRM - Electrical Maintenance | 123226-Mr Swapan Bera | 2021-01-13 | PR | 2 | LMT SWTCH;ROTARYHEAVYSWITCHING4A | 5613A0260 | M | 234 | 40 | CRE1 | 101 | NP | 8 NOS | 18000 | 144000 | 2021-02-27 | 970348350 | 20 | 2021-02-08
1002462870 | 227-CRM - Electrical Maintenance | 504850-ANOOP RADHEYSHYAM PANDEY | 2021-01-13 | PR | 1 | FIELD SNSRPHOTO ELECTRICALLEN BRADELEY | 5700A0019 | M | 238 | 40 | CRE1 | 101 | NP | 40 NOS | 3929.25 | 157170 | 2021-02-12 | 970348353 | 10 | 2021-02-08
1002462870 | 227-CRM - Electrical Maintenance | 504850-ANOOP RADHEYSHYAM PANDEY | 2021-01-13 | PR | 4 | FIELD SNSR;PHOTO SWITCHALLEN BRADELEY | 5700A0629 | M | 256 | 40 | CRE1 | 101 | NP | 40 NOS | 5070 | 202800 | 2021-02-12 | 970348353 | 20 | 2021-02-08
1002462888 | 227-CRM - Electrical Maintenance | 504850-ANOOP RADHEYSHYAM PANDEY | 2021-01-13 | PR | 1 | FIELD SNSR;LASERLEUZE ELECTRONIC24VDC | 5700A0582 | M | 256 | 40 | CRE1 | 101 | NP | 15 NOS | 28500 | 427500 | 2021-03-30 | 970347699 | 10 | 2021-02-04
1002462895 | 227-CRM - Electrical Maintenance | 504850-ANOOP RADHEYSHYAM PANDEY | 2021-01-13 | PR | 1 | ADHESIVE;HIGH TEMERATURE WEAR GUARD | 5410A0024 | M | 202 | 40 | CRE1 | 100 | NB | 2 NOS | 63441.2 | 126882.4 | 2021-02-12 | 920964564 | 10 | 2021-02-03
1002462899 | 227-CRM - Electrical Maintenance | 504850-ANOOP RADHEYSHYAM PANDEY | 2021-01-13 | PR | 1 | CNTRLR;PROCESS CONTROLLER100-240VAC | 5495A0159 | M | 240 | 40 | CRE1 | 104 | NB | 2 NOS | 24600 | 49200 | 2021-02-12 | 920962097 | 10 | 2021-01-28
1002462912 | 227-CRM - Electrical Maintenance | 504850-ANOOP RADHEYSHYAM PANDEY | 2021-01-13 | PR | 1 | CNTRLR;SMART CONTROLLER 85-265 VACANAL | 5495A0180 | M | 240 | 40 | CRE1 | 101 | NB | 2 NOS | 98000 | 196000 | 2021-02-12 | 920964567 | 10 | 2021-02-03
1002463012 | 227-CRM - Electrical Maintenance | 153574-Pankaj Kumar | 2021-01-13 | PR | 1 | CONTROL PANEL ABB 1SAP510100R0001 | 5620A3585 | M | 240 | 40 | CRE1 | 101 | NP | 1 NOS | 600000 | 600000 | 2021-02-12 | 970347193 | 10 | 2021-02-01
1002463033 | 227-CRM - Electrical Maintenance | 504850-ANOOP RADHEYSHYAM PANDEY | 2021-01-13 | PR | 1 | CNTRLR;PRESSURE CONTROLLER100-240VAC | 5495A0177 | M | 240 | 40 | CRE1 | 104 | NB | 1 NOS | 48000 | 48000 | 2021-02-12 | 920957820 | 10 | 2021-01-18
1002464363 | 227-CRM - Electrical Maintenance | 149329-RAVI SHEKHAR | 2021-01-15 | RO | 1 | N/W TRANSRECEIVER FIBER MODULE;CISCO | 6015A0002 | M | 212 | 40 | CRE1 | 121 | NB | 1 NOS | 18738 | 18738 | 2021-02-14 | 4407012927 | 10 | 2021-01-16
1002464406 | 227-CRM - Electrical Maintenance | 410231-Mr.N S Jaggi | 2021-01-15 | PR | 1 | CNTRL VALVE;8INLIN-P1 | 5475A0091 | M | 256 | 40 | CRE1 | 101 | NB | 2 NOS | 190000 | 380000 | 2021-04-08 | 920967733 | 10 | 2021-02-11
1002464586 | 227-CRM - Electrical Maintenance | 149329-RAVI SHEKHAR | 2021-01-16 | PR | 1 | DEW POINT PROBE GE PANAMETRICS M2LR | 6127A0065 | M | 256 | 40 | CRE1 | 101 | NP | 3 NOS | 200000 | 600000 | 2021-03-17 | 970345247 | 10 | 2021-01-19
1002464586 | 227-CRM - Electrical Maintenance | 149329-RAVI SHEKHAR | 2021-01-16 | PR | 2 | MTS 5 DEWPOINT ANALYSER GE PANAMETRIC | 6127A0066 | M | 256 | 40 | CRE1 | 101 | NP | 2 NOS | 100000 | 200000 | 2021-03-17 | 970345247 | 20 | 2021-01-19
1002464697 | 227-CRM - Electrical Maintenance | 119449-Swapan K Das | 2021-01-16 | PR | 1 | FLOAT LEVEL SWITCH KOBOLD NKP 6510 - 3 | 6129A0238 | M | 256 | 40 | CRE1 | 107 | NP | 1 NOS | 7186.5 | 7186.5 | 2021-04-16 | 970348349 | 10 | 2021-02-08
1002464813 | 227-CRM - Electrical Maintenance | 500111-PRAMOD PRASAD | 2021-01-16 | PR | 1 | TRF ACCS;MAGNETIC OIL LEVEL GAUGESEIL | 5626A0226 | M | 236 | 40 | CRE1 | 101 | NP | 1 NOS | 35000 | 35000 | 2021-02-15 | 970348351 | 10 | 2021-02-08
1002464813 | 227-CRM - Electrical Maintenance | 500111-PRAMOD PRASAD | 2021-01-16 | PR | 2 | WINDING TEMPERATURE INDICATOR SEIL ARE | 5626A0246 | M | 236 | 40 | CRE1 | 101 | NP | 1 NOS | 50000 | 50000 | 2021-02-15 | 970348351 | 20 | 2021-02-08
1002464813 | 227-CRM - Electrical Maintenance | 500111-PRAMOD PRASAD | 2021-01-16 | PR | 3 | PRESSURE RELIEF VALVE SEIL AREVA 31.5 | 5626A0247 | M | 236 | 40 | CRE1 | 101 | NP | 1 NOS | 35000 | 35000 | 2021-02-15 | 970348351 | 30 | 2021-02-08
1002464813 | 227-CRM - Electrical Maintenance | 500111-PRAMOD PRASAD | 2021-01-16 | PR | 4 | SILICA GEL BREATHER SEIL AREVA 31.5 M | 5626A0248 | M | 236 | 40 | CRE1 | 101 | NP | 1 NOS | 15000 | 15000 | 2021-02-15 | 970348351 | 40 | 2021-02-08
1002464813 | 227-CRM - Electrical Maintenance | 500111-PRAMOD PRASAD | 2021-01-16 | PR | 5 | DIAL TYPE OIL TEMPERATURE INDI SEIL AR | 5626A0249 | M | 236 | 40 | CRE1 | 101 | NP | 1 NOS | 30000 | 30000 | 2021-02-15 | 970348351 | 50 | 2021-02-08
1002464815 | 227-CRM - Electrical Maintenance | 197370-KOUSHIK DEY | 2021-01-16 | PR | 1 | 3.3KV ELECT INSULATING MATWITH PASTING | 5355A0006 | M | 228 | 40 | CRE1 | 104 | NB | 100 M | 700 | 70000 | 2021-02-23 | 920969893 | 10 | 2021-02-16
1002464826 | 227-CRM - Electrical Maintenance | 197370-KOUSHIK DEY | 2021-01-16 | PR | 1 | INSLTG MTR;HT TAPE PVC FLAME RESISTANT | 5859A0464 | M | 228 | 40 | CRE1 | 104 | NB | 25 RLL | 281 | 7025 | 2021-02-15 | 920957826 | 10 | 2021-01-18
1002464826 | 227-CRM - Electrical Maintenance | 197370-KOUSHIK DEY | 2021-01-16 | PR | 3 | SLDRNG WIR;SOLDERING WIRE 24 SWG60% | 5172A0013 | M | 301 | 40 | CRE1 | 104 | NB | 2 025 | 1300 | 2600 | 2021-02-15 | 920957825 | 10 | 2021-01-18
1002464839 | 227-CRM - Electrical Maintenance | 197370-KOUSHIK DEY | 2021-01-16 | PR | 1 | WIRE STRIPPER/CUTTER/CRIMPER KABELMESSE | 5766A1413 | M | 295 | 40 | CRE1 | 104 | NB | 2 NOS | 2452.27 | 4904.54 | 2021-03-17 | 920957821 | 10 | 2021-01-18
1002464839 | 227-CRM - Electrical Maintenance | 197370-KOUSHIK DEY | 2021-01-16 | PR | 2 | WIRE STRIPPER/CUTTER/CRIMPER 84-199 ST | 5766A1414 | M | 295 | 40 | CRE1 | 104 | NB | 1 NOS | 8000 | 8000 | 2021-03-17 | 920957821 | 20 | 2021-01-18
1002464842 | 227-CRM - Electrical Maintenance | 197370-KOUSHIK DEY | 2021-01-16 | PR | 1 | SFTY FLAG | 5916A0002 | M | 290 | 40 | CRE1 | 104 | NB | 2 NOS | 2149.52 | 4299.04 | 2021-02-15 | 920957809 | 10 | 2021-01-18
1002464846 | 227-CRM - Electrical Maintenance | 197370-KOUSHIK DEY | 2021-01-16 | PR | 2 | IND LAMP;YELLOW 240 VACINDICATION LA | 5868A0185 | M | 229 | 40 | CRE1 | 104 | NB | 5 NOS | 514.2 | 2571 | 2021-02-15 | 920957818 | 10 | 2021-01-18
1002464846 | 227-CRM - Electrical Maintenance | 197370-KOUSHIK DEY | 2021-01-16 | PR | 3 | IND LAMP;GREEN 240 VACINDICATION LAM | 5868A0186 | M | 229 | 40 | CRE1 | 104 | NB | 5 NOS | 518.97 | 2594.85 | 2021-02-15 | 920957818 | 20 | 2021-01-18
1002464846 | 227-CRM - Electrical Maintenance | 197370-KOUSHIK DEY | 2021-01-16 | PR | 4 | IND LAMP;RED 240 VACINDICATION LAMP | 5868A0187 | M | 229 | 40 | CRE1 | 104 | NB | 5 NOS | 523.74 | 2618.7 | 2021-02-15 | 920957818 | 30 | 2021-01-18
1002464870 | 227-CRM - Electrical Maintenance | 504850-ANOOP RADHEYSHYAM PANDEY | 2021-01-16 | PR | 1 | FLXBL CNDUIT;1/2INPVCFLEXIBLE | 5527A0016 | M | 227 | 40 | CRE1 | 104 | NB | 400 M | 18.96 | 7584 | 2021-02-25 | 920957808 | 10 | 2021-01-18
1002465677 | 227-CRM - Electrical Maintenance | 149329-RAVI SHEKHAR | 2021-01-18 | PR | 1 | SPL HOSE;NON METALLIC FFIT002256-SPL I | 5803A1410 | M | 254 | 40 | CR01 | 104 | NP | 60 FT | 59 | 3540 | 2021-02-17 | 970346347 | 10 | 2021-01-26
1002465690 | 227-CRM - Electrical Maintenance | 410231-Mr.N S Jaggi | 2021-01-18 | PR | 1 | GAS ANLYR SPR | 5532A0318 | M | 256 | 40 | CRE1 | 101 | NB | 14 NOS | 7911.52 | 110761.28 | 2021-04-18 | 920965095 | 10 | 2021-02-05
1002466651 | 227-CRM - Electrical Maintenance | 153574-Pankaj Kumar | 2021-01-19 | PR | 1 | TABLET;WINMATE M133W TABLET PC WLAN/BL | 6096A0012 | M | 212 | 40 | CRE1 | 121 | NP | 2 NOS | 265867.87 | 531735.74 | 2021-02-18 | 970346489 | 10 | 2021-01-27
1002467820 | 227-CRM - Electrical Maintenance | 149329-RAVI SHEKHAR | 2021-01-21 | PR | 3 | ELECTRONIC INSTTESTNG & MSRNGELECTRIC | 5189A0018 | M | 256 | 40 | CRE1 | 104 | NB | 2 NOS | 28050 | 56100 | 2021-02-20 | 920961950 | 10 | 2021-01-28
1002467826 | 227-CRM - Electrical Maintenance | 197370-KOUSHIK DEY | 2021-01-21 | PR | 1 | AC MOTR;0.75 KW415 +/- 10% VSQUIRREL CA | 5900A2727 | M | 230 | 40 | CRE1 | 104 | NB | 2 NOS | 10000 | 20000 | 2021-02-20 | 920961966 | 10 | 2021-01-28
1002468290 | 227-CRM - Electrical Maintenance | 153574-Pankaj Kumar | 2021-01-21 | PR | 1 | PNMTC SYS SPR;PRESSURE SWITCHNORGREN | 5190A1079 | M | 282 | 40 | CRE1 | 104 | NP | 4 NOS | 4500 | 18000 | 2021-02-20 | 970346484 | 10 | 2021-01-27
1002468353 | 227-CRM - Electrical Maintenance | 504850-ANOOP RADHEYSHYAM PANDEY | 2021-01-21 | PR | 1 | KEY BOX KEY BOX 302 X 320 X 110 MMFIB | 5819A0086 | M | 295 | 40 | CRE1 | 104 | NB | 10 NOS | 2800 | 28000 | 2021-02-20 | 920961211 | 10 | 2021-01-26
1002468958 | 227-CRM - Electrical Maintenance | 149329-RAVI SHEKHAR | 2021-01-22 | PR | 1 | RADIATION SURVEY METER SMARTRAD-MINI | 5965A3257 | M | 257 | 40 | CRE1 | 104 | NP | 1 NOS | 50000 | 50000 | 2021-02-21 | 970346353 | 10 | 2021-01-26
1002469267 | 227-CRM - Electrical Maintenance | 504850-ANOOP RADHEYSHYAM PANDEY | 2021-01-23 | PR | 1 | SAFETY ACCESSORIES;SAFETY SIGNAGESAGR | 5953A0014 | M | 290 | 40 | CRE1 | 104 | NB | 9700 IN2 | 5.13 | 49761 | 2021-02-26 | 920961213 | 10 | 2021-01-26
1002469669 | 227-CRM - Electrical Maintenance | 504850-ANOOP RADHEYSHYAM PANDEY | 2021-01-24 | RO | 1 | Spiral Binding more than 100 sheets | 0291A6452 | M | 274 | 40 | CR01 | 133 | NB | 200 NOS | 7.03 | 1406 | 2021-01-24 | 4407057484 | 10 | 2021-01-26
1002469669 | 227-CRM - Electrical Maintenance | 504850-ANOOP RADHEYSHYAM PANDEY | 2021-01-24 | RO | 2 | Art PaperDigitalsinglemorethan50 nos | 0291A6503 | M | 274 | 40 | CR01 | 133 | NB | 3042 NOS | 2.01 | 6114.42 | 2021-01-24 | 4407057484 | 20 | 2021-01-26
1002469669 | 227-CRM - Electrical Maintenance | 504850-ANOOP RADHEYSHYAM PANDEY | 2021-01-24 | RO | 3 | Art PaperDigitaldoublemorethan50 nos | 0291A6505 | M | 274 | 40 | CR01 | 133 | NB | 6680 NOS | 2.64 | 17635.2 | 2021-01-24 | 4407057484 | 30 | 2021-01-26
1002469669 | 227-CRM - Electrical Maintenance | 504850-ANOOP RADHEYSHYAM PANDEY | 2021-01-24 | RO | 4 | RegisterCloth with Marble paper(20x15) | 0299A0457 | M | 277 | 40 | CR01 | 133 | NB | 20 NOS | 16.15 | 323 | 2021-01-24 | 4407057484 | 40 | 2021-01-26
1002469997 | 227-CRM - Electrical Maintenance | 500111-PRAMOD PRASAD | 2021-01-25 | PR | 1 | CRMP WRNCH;LT CABLE LUG CRIPMPING 16 -3 | 5152A0021 | M | 295 | 40 | CRE1 | 104 | NB | 1 NOS | 4500 | 4500 | 2021-02-24 | 920961204 | 10 | 2021-01-26
1002470211 | 227-CRM - Electrical Maintenance | 153574-Pankaj Kumar | 2021-01-25 | PR | 1 | PHOTOELECTRIC SENSOR BALLUFF COIL CAR | 5956A3778 | M | 256 | 40 | CRE1 | 101 | NP | 12 NOS | 15000 | 180000 | 2021-02-24 | 970346488 | 10 | 2021-01-27
1002470432 | 227-CRM - Electrical Maintenance | 504850-ANOOP RADHEYSHYAM PANDEY | 2021-01-26 | PR | 1 | ELECT BOX;JUNCTION BOXUP TO 1.1KVWALL | 5761A0148 | M | 231 | 40 | CRE1 | 104 | NB | 6 NOS | 8000 | 48000 | 2021-02-25 | 920961215 | 10 | 2021-01-26
1002470437 | 227-CRM - Electrical Maintenance | 504850-ANOOP RADHEYSHYAM PANDEY | 2021-01-26 | PR | 1 | ELECT BOX;JUNCTION BOXUP TO 1.1KVWALL | 5761A0145 | M | 231 | 40 | CRE1 | 104 | NB | 27 NOS | 1800 | 48600 | 2021-02-25 | 920961221 | 10 | 2021-01-26
1002470564 | 227-CRM - Electrical Maintenance | 504850-ANOOP RADHEYSHYAM PANDEY | 2021-01-26 | PR | 1 | CNTRLR;Temperature Controller | 5495A0153 | M | 240 | 40 | CRE1 | 104 | NB | 8 NOS | 6000 | 48000 | 2021-02-25 | 920962086 | 10 | 2021-01-28
1002470574 | 227-CRM - Electrical Maintenance | 504850-ANOOP RADHEYSHYAM PANDEY | 2021-01-27 | PR | 1 | EXTN BRDCABLE DRUM (POWER)30M3C X 2.5 | 5718A0001 | M | 227 | 40 | CRE1 | 104 | NB | 5 SET | 8851 | 44255 | 2021-02-25 | 920961962 | 10 | 2021-01-28
1002470577 | 227-CRM - Electrical Maintenance | 504850-ANOOP RADHEYSHYAM PANDEY | 2021-01-27 | PR | 1 | IND LAMP;WHITE 230 VACEMERGENCY LIGHT | 5868A0190 | M | 229 | 40 | CRE1 | 104 | NB | 14 NOS | 3089.9 | 43258.6 | 2021-02-25 | 920961957 | 10 | 2021-01-28
1002470647 | 227-CRM - Electrical Maintenance | 121461-R K Sachan | 2021-01-27 | PR | 1 | JIG SAW BOSCH BOSCH GST 85 PBE | 5424A1286 | M | 216 | 40 | CRE1 | 104 | NP | 2 NOS | 20000 | 40000 | 2021-02-26 | 970360550 | 10 | 2021-04-26
1002470647 | 227-CRM - Electrical Maintenance | 121461-R K Sachan | 2021-01-27 | PR | 2 | SAWNG MC SPR;BLADE FOR JIG SAW MACHINE | 5742A0001 | M | 262 | 40 | CRE1 | 104 | NP | 20 NOS | 250 | 5000 | 2021-02-26 | 970360550 | 20 | 2021-04-26
1002470647 | 227-CRM - Electrical Maintenance | 121461-R K Sachan | 2021-01-27 | PR | 3 | BLADE FOR JIG SAW MACHINE BOSCH 260863 | 5742A0018 | M | 262 | 40 | CRE1 | 104 | NP | 20 NOS | 250 | 5000 | 2021-02-26 | 970360550 | 30 | 2021-04-26
1002470702 | 227-CRM - Electrical Maintenance | 121461-R K Sachan | 2021-01-27 | PR | 1 | MPCB;1A3690V0.37KW50HZ0.63-1A | 5552A0281 | M | 234 | 40 | CRE1 | 101 | NP | 10 NOS | 2300 | 23000 | 2021-02-26 | 970348352 | 10 | 2021-02-08
1002470702 | 227-CRM - Electrical Maintenance | 121461-R K Sachan | 2021-01-27 | PR | 2 | MPCB;12.5A3690V7.5KW50HZ9-12.5A | 5552A0282 | M | 234 | 40 | CRE1 | 101 | NP | 10 NOS | 2500 | 25000 | 2021-02-26 | 970348352 | 20 | 2021-02-08
1002470702 | 227-CRM - Electrical Maintenance | 121461-R K Sachan | 2021-01-27 | PR | 3 | MPCB;4A3690V1.5KW50HZ2.4-4A | 5552A0286 | M | 234 | 40 | CRE1 | 101 | NP | 10 NOS | 2500 | 25000 | 2021-02-26 | 970348352 | 30 | 2021-02-08
1002470702 | 227-CRM - Electrical Maintenance | 121461-R K Sachan | 2021-01-27 | PR | 4 | MPCB;0.9-1.25A3690V0.37KW50HZ | 5552A0288 | M | 234 | 40 | CRE1 | 101 | NP | 10 NOS | 2300 | 23000 | 2021-02-26 | 970348352 | 40 | 2021-02-08
1002470702 | 227-CRM - Electrical Maintenance | 121461-R K Sachan | 2021-01-27 | PR | 5 | MPCB;63A3415V30KW50HZ45-63A | 5552A0292 | M | 234 | 40 | CRE1 | 101 | NP | 3 NOS | 8000 | 24000 | 2021-02-26 | 970348352 | 50 | 2021-02-08
1002470702 | 227-CRM - Electrical Maintenance | 121461-R K Sachan | 2021-01-27 | PR | 6 | MPCB;16A3415V7.5KW50HZ11-16A | 5552A0295 | M | 234 | 40 | CRE1 | 101 | NP | 8 NOS | 3000 | 24000 | 2021-02-26 | 970348352 | 60 | 2021-02-08
1002470702 | 227-CRM - Electrical Maintenance | 121461-R K Sachan | 2021-01-27 | PR | 7 | MPCB;10 A3 415 V0.8 KW50 HZ7-10 A1 | 5552A0452 | M | 234 | 40 | CRE1 | 101 | NP | 10 NOS | 2500 | 25000 | 2021-02-26 | 970348352 | 70 | 2021-02-08
1002470702 | 227-CRM - Electrical Maintenance | 121461-R K Sachan | 2021-01-27 | PR | 9 | MPCB;25 A3 415 V9 KW50 HZ20-25 A1N | 5552A0502 | M | 234 | 40 | CRE1 | 101 | NP | 10 NOS | 3000 | 30000 | 2021-02-26 | 970348352 | 80 | 2021-02-08
1002471501 | 227-CRM - Electrical Maintenance | 500111-PRAMOD PRASAD | 2021-01-28 | PR | 1 | DRIV SPR;AVR POWER SUPPLYLAMBDA | 5542A1517 | M | 240 | 40 | CRE1 | 101 | NP | 3 NOS | 50000 | 150000 | 2021-02-03 | 970348364 | 10 | 2021-02-08
1002471501 | 227-CRM - Electrical Maintenance | 500111-PRAMOD PRASAD | 2021-01-28 | PR | 2 | DRIV SPR;AVR POWER SUPPLYLAMBDA | 5542A1518 | M | 240 | 40 | CRE1 | 101 | NP | 2 NOS | 25000 | 50000 | 2021-02-03 | 970348364 | 20 | 2021-02-08
1002471501 | 227-CRM - Electrical Maintenance | 500111-PRAMOD PRASAD | 2021-01-28 | PR | 3 | DRIV SPR;AVR POWER SUPPLYLAMBDA | 5542A1519 | M | 240 | 40 | CRE1 | 101 | NP | 5 NOS | 50000 | 250000 | 2021-02-03 | 970348364 | 30 | 2021-02-08
1002471918 | 227-CRM - Electrical Maintenance | 153574-Pankaj Kumar | 2021-01-28 | PR | 1 | INSLTG MTR;HT TAPE PVC FLAME RESISTANT | 5859A0464 | M | 228 | 40 | CRE1 | 104 | NB | 120 RLL | 281 | 33720 | 2021-02-27 | 920962092 | 10 | 2021-01-28
1002471948 | 227-CRM - Electrical Maintenance | 153574-Pankaj Kumar | 2021-01-28 | PR | 1 | FIELD SNSR;PRESSURE SWITCHHYDAC24VDC | 5700A0591 | M | 256 | 40 | CRE1 | 104 | NP | 2 NOS | 24000 | 48000 | 2021-03-14 | 970348369 | 10 | 2021-02-08
1002471948 | 227-CRM - Electrical Maintenance | 153574-Pankaj Kumar | 2021-01-28 | PR | 3 | LAMP;TUBE LIGHT36W2PIN230VAC | 5838A0420 | M | 229 | 40 | CRE1 | 104 | NP | 25 NOS | 350 | 8750 | 2021-03-14 | 970348369 | 20 | 2021-02-08
1002471948 | 227-CRM - Electrical Maintenance | 153574-Pankaj Kumar | 2021-01-28 | PR | 4 | INST SPR;PRESSURE SWITCHHYDAC | 5956A0726 | M | 256 | 40 | CRE1 | 104 | NP | 2 NOS | 20000 | 40000 | 2021-03-06 | 970348369 | 30 | 2021-02-08
1002472256 | 227-CRM - Electrical Maintenance | 121461-R K Sachan | 2021-01-29 | PR | 1 | LMP INDCTN;RED24-110VINDICATION LAMP | 5868A0156 | M | 229 | 40 | CRE1 | 101 | NB | 50 NOS | 3000 | 150000 | 2021-02-28 | 920965093 | 10 | 2021-02-05
1002472440 | 227-CRM - Electrical Maintenance | 504850-ANOOP RADHEYSHYAM PANDEY | 2021-01-29 | PR | 1 | SFTY CRTN;3MM | 5828A0001 | M | 290 | 40 | CRE1 | 104 | NB | 100 NOS | 480 | 48000 | 2021-02-28 | 920962460 | 10 | 2021-01-29
1002472449 | 227-CRM - Electrical Maintenance | 504850-ANOOP RADHEYSHYAM PANDEY | 2021-01-29 | PR | 1 | SPL LGHT;CRANE SAFETY CURTAIN LIGHT NO | 5684A0159 | M | 229 | 40 | CRE1 | 104 | NB | 1 SET | 48000 | 48000 | 2021-02-28 | 920962540 | 10 | 2021-01-29
1002472510 | 227-CRM - Electrical Maintenance | 504850-ANOOP RADHEYSHYAM PANDEY | 2021-01-29 | PR | 1 | FILTER ELEMENT NORGREN .1/2'' BSP FILT | 5956A2967 | M | 256 | 40 | CRE1 | 104 | NB | 6 NOS | 8100 | 48600 | 2021-02-28 | 920963701 | 10 | 2021-02-01
1002472533 | 227-CRM - Electrical Maintenance | 504850-ANOOP RADHEYSHYAM PANDEY | 2021-01-29 | PR | 1 | CRMP WRNCH;CABLE LUG 50-400 MM2NO FOR | 5152A0017 | M | 295 | 40 | CRE1 | 104 | NB | 2 SET | 20000 | 40000 | 2021-02-28 | 920963707 | 10 | 2021-02-01
1002472533 | 227-CRM - Electrical Maintenance | 504850-ANOOP RADHEYSHYAM PANDEY | 2021-01-29 | PR | 2 | CRMP WRNCH;CABLE LUG 0.5-35 MMNO HAND | 5152A0018 | M | 295 | 40 | CRE1 | 104 | NB | 4 NOS | 2400 | 9600 | 2021-02-28 | 920963707 | 20 | 2021-02-01
1002472832 | 227-CRM - Electrical Maintenance | 504850-ANOOP RADHEYSHYAM PANDEY | 2021-01-29 | PR | 1 | PIPE CLAMP20MMSS 316SINGLEHEAVY | 5307A0031 | M | 255 | 40 | CRE1 | 104 | NB | 40 NOS | 290 | 11600 | 2021-02-28 | 920963579 | 10 | 2021-02-01
1002472832 | 227-CRM - Electrical Maintenance | 504850-ANOOP RADHEYSHYAM PANDEY | 2021-01-29 | PR | 2 | PIPE CLAMP12MMSS 316SINGLEHEAVY | 5307A0032 | M | 255 | 40 | CRE1 | 104 | NB | 32 NOS | 270 | 8640 | 2021-02-28 | 920963579 | 20 | 2021-02-01
1002472832 | 227-CRM - Electrical Maintenance | 504850-ANOOP RADHEYSHYAM PANDEY | 2021-01-29 | PR | 3 | PIPE CLAMP10MMSS 316SINGLEHEAVY | 5307A0033 | M | 255 | 40 | CRE1 | 104 | NB | 20 NOS | 260 | 5200 | 2021-02-28 | 920963579 | 30 | 2021-02-01
1002472832 | 227-CRM - Electrical Maintenance | 504850-ANOOP RADHEYSHYAM PANDEY | 2021-01-29 | PR | 4 | PIPE CLAMP20MMPOLYPROPYLENESINGLE | 5307A0037 | M | 255 | 40 | CRE1 | 104 | NB | 20 NOS | 380 | 7600 | 2021-02-28 | 920963579 | 40 | 2021-02-01
1002472832 | 227-CRM - Electrical Maintenance | 504850-ANOOP RADHEYSHYAM PANDEY | 2021-01-29 | PR | 5 | PIPE CLAMP27MMSINGLEHEAVY | 5307A0038 | M | 255 | 40 | CRE1 | 104 | NB | 20 NOS | 420 | 8400 | 2021-02-28 | 920963579 | 50 | 2021-02-01
1002472832 | 227-CRM - Electrical Maintenance | 504850-ANOOP RADHEYSHYAM PANDEY | 2021-01-29 | PR | 6 | PIPE CLAMP24MMSINGLEHEAVY | 5307A0039 | M | 255 | 40 | CRE1 | 104 | NB | 20 NOS | 390 | 7800 | 2021-02-28 | 920963579 | 60 | 2021-02-01
1002473149 | 227-CRM - Electrical Maintenance | 500111-PRAMOD PRASAD | 2021-01-30 | PR | 1 | MCCB;400A3690V50KAAC/DC50HZ | 5509A0324 | M | 234 | 40 | CRE1 | 101 | NP | 7 NOS | 26192.6 | 183348.2 | 2021-03-01 | 970348354 | 10 | 2021-02-08
1002473149 | 227-CRM - Electrical Maintenance | 500111-PRAMOD PRASAD | 2021-01-30 | PR | 2 | MCCB;250A3690V55KAAC/DC50HZ | 5509A0331 | M | 234 | 40 | CRE1 | 101 | NP | 6 NOS | 20000 | 120000 | 2021-03-01 | 970348354 | 20 | 2021-02-08
1002473149 | 227-CRM - Electrical Maintenance | 500111-PRAMOD PRASAD | 2021-01-30 | PR | 3 | S/GR SPR;SHUNT OPENING RELEASEABB | 5872A1987 | M | 234 | 40 | CRE1 | 101 | NP | 5 NOS | 2000 | 10000 | 2021-03-01 | 970348354 | 30 | 2021-02-08
1002473149 | 227-CRM - Electrical Maintenance | 500111-PRAMOD PRASAD | 2021-01-30 | PR | 4 | CONTACT BLOCK;MCCB Contact block | 5958A0006 | M | 234 | 40 | CRE1 | 101 | NP | 15 NOS | 1600 | 24000 | 2021-03-03 | 970348354 | 40 | 2021-02-08
1002473763 | 227-CRM - Electrical Maintenance | 197370-KOUSHIK DEY | 2021-02-01 | PR | 1 | SPL MOTR;TONG OPEN CLOSE MOTORUIKER | 5924A0163 | M | 230 | 40 | CRE1 | 104 | NB | 2 NOS | 8490 | 16980 | 2021-03-18 | 920967388 | 10 | 2021-02-10
1002475168 | 227-CRM - Electrical Maintenance | 149329-RAVI SHEKHAR | 2021-02-03 | PR | 1 | SFTY JCKT;HT ELECTRIC ARC FLASH SUIT KIT | 5854A0080 | M | 290 | 40 | CRE1 | 104 | NB | 1 NOS | 80000 | 80000 | 2021-03-05 | 920965329 | 10 | 2021-02-05
1002475231 | 227-CRM - Electrical Maintenance | 149329-RAVI SHEKHAR | 2021-02-03 | PR | 1 | DRV MODL;1.9 KWNORWIN DC SERVO 415 V | 6098A0206 | M | 240 | 40 | CRE1 | 107 | NP | 1 NOS | 98000 | 98000 | 2021-04-05 | 970348965 | 10 | 2021-02-11
1002475353 | 227-CRM - Electrical Maintenance | 504850-ANOOP RADHEYSHYAM PANDEY | 2021-02-03 | PR | 2 | FLW MTR;20 KG/CM2STEAM VORTEX 200 oC | 5493A0312 | M | 256 | 40 | CRE1 | 101 | NB | 2 NOS | 96000 | 192000 | 2021-03-05 | 920967728 | 10 | 2021-02-11
1002475815 | 227-CRM - Electrical Maintenance | 504850-ANOOP RADHEYSHYAM PANDEY | 2021-02-03 | RO | 2 | ULTRASONIC CLAMP ON FLOW METER FD-Q32C | 5243A6551 | M | 255 | 40 | CRE1 | 100 | NB | 2 SET | 83000 | 166000 | 2021-03-29 | 4407125087 | 10 | 2021-02-11
1002475815 | 227-CRM - Electrical Maintenance | 504850-ANOOP RADHEYSHYAM PANDEY | 2021-02-03 | RO | 3 | ULTRASONIC CLAMP ON FLOW METER FD-Q20C | 5243A6552 | M | 255 | 40 | CRE1 | 100 | NB | 3 SET | 72000 | 216000 | 2021-03-29 | 4407125087 | 20 | 2021-02-11
1002475815 | 227-CRM - Electrical Maintenance | 504850-ANOOP RADHEYSHYAM PANDEY | 2021-02-03 | RO | 4 | ULTRASONIC CLAMP ON FLOW METER FD-Q10C | 5243A6553 | M | 255 | 40 | CRE1 | 100 | NB | 2 SET | 63000 | 126000 | 2021-03-29 | 4407125087 | 30 | 2021-02-11
1002475832 | 227-CRM - Electrical Maintenance | 504850-ANOOP RADHEYSHYAM PANDEY | 2021-02-04 | PR | 1 | AC MOTR;1.5KW415 +10% -15%VAC | 5900A1206 | M | 230 | 40 | CRE1 | 104 | NB | 2 PCE | 18000 | 36000 | 2021-03-06 | 920968198 | 10 | 2021-02-12
1002475858 | 227-CRM - Electrical Maintenance | 153574-Pankaj Kumar | 2021-02-04 | PR | 1 | 800A SPECTRONIC RELEASE RMS7 GE AIR | 5872A2749 | M | 234 | 40 | CRE1 | 101 | NP | 5 NOS | 79000 | 395000 | 2021-03-06 | 970348969 | 10 | 2021-02-11
1002476684 | 227-CRM - Electrical Maintenance | 504850-ANOOP RADHEYSHYAM PANDEY | 2021-02-04 | PR | 1 | SOFTWARE;MMS SOFTWARE CMI SINGLE-USER | 5276A0111 | M | 212 | 40 | CRE1 | 104 | NB | 1 NOS | 48000 | 48000 | 2021-03-06 | 920968196 | 10 | 2021-02-12
1002476692 | 227-CRM - Electrical Maintenance | 504850-ANOOP RADHEYSHYAM PANDEY | 2021-02-05 | PR | 1 | PROXIMITY;INDUCTIVE SENSOR | 5885A0260 | M | 234 | 40 | CRE1 | 104 | NB | 1 NAM | 48000 | 48000 | 2021-03-07 | 920966908 | 10 | 2021-02-09
1002477450 | 227-CRM - Electrical Maintenance | 149329-RAVI SHEKHAR | 2021-02-06 | PR | 1 | SIS LED MOUNTING TOOL 200235 ISRA PARS | 5766A1449 | M | 295 | 40 | CRE1 | 107 | NP | 1 NOS | 11977.5 | 11977.5 | 2021-03-08 | 970348361 | 10 | 2021-02-08
1002477671 | 227-CRM - Electrical Maintenance | 154844-JEEVAN JYOTI JENA | 2021-02-06 | PR | 2 | LAMP;LED WELL GLASS 40 WSCREW E27 240 | 5838A0510 | M | 229 | 40 | CRE1 | 104 | NB | 25 NOS | 689 | 17225 | 2021-03-07 | 920966905 | 10 | 2021-02-09
1002477686 | 227-CRM - Electrical Maintenance | 153574-Pankaj Kumar | 2021-02-06 | PR | 1 | GOGGLS;ANTI FOG GOGGLES 2 MMPOLYCARB | 5385A0035 | M | 290 | 40 | CRE1 | 104 | NB | 100 NOS | 120 | 12000 | 2021-03-08 | 920965856 | 10 | 2021-02-06
1002477765 | 227-CRM - Electrical Maintenance | 504850-ANOOP RADHEYSHYAM PANDEY | 2021-02-06 | PR | 1 | SUBMSBL PMP;20M1000M3/HRHORIZONTAL | 5449A0076 | M | 284 | 40 | CRE1 | 104 | NB | 1 NOS | 45000 | 45000 | 2021-03-08 | 920966164 | 10 | 2021-02-07
1002477772 | 227-CRM - Electrical Maintenance | 504850-ANOOP RADHEYSHYAM PANDEY | 2021-02-06 | PR | 1 | PROXMTY;INDUCTIVE SWITCH40MM24-240V | 5885A0302 | M | 234 | 40 | CRE1 | 104 | NB | 4 NOS | 12000 | 48000 | 2021-03-08 | 920965849 | 10 | 2021-02-06
1002477837 | 227-CRM - Electrical Maintenance | 154844-JEEVAN JYOTI JENA | 2021-02-06 | RO | 1 | COMTR SPR;STEREO SPEAKER SETLOGITECH | 5309A0452 | M | 212 | 40 | CR01 | 121 | NB | 4 SET | 760 | 3040 | 2021-03-08 | 4407104568 | 10 | 2021-02-06
1002477869 | 227-CRM - Electrical Maintenance | 149329-RAVI SHEKHAR | 2021-02-06 | PR | 1 | PROCESSOR BACKUP BATTERY HONEYWELL TC- | 5584A0177 | M | 240 | 40 | CRE1 | 104 | NP | 4 NOS | 4590 | 18360 | 2021-03-08 | 970348986 | 10 | 2021-02-11
1002478751 | 227-CRM - Electrical Maintenance | 153574-Pankaj Kumar | 2021-02-08 | PR | 1 | EL CNCTR;MALE AND FEMALE GENERAL PURPOS | 5615A0160 | M | 239 | 40 | CRE1 | 101 | NB | 200 SET | 550 | 110000 | 2021-03-10 | 920966969 | 10 | 2021-02-09
1002478757 | 227-CRM - Electrical Maintenance | 153574-Pankaj Kumar | 2021-02-08 | PR | 1 | FIELD SNSRDIFFUSE REFLECTIONIFM ELECTR | 5700A0045 | M | 238 | 40 | CRE1 | 101 | NP | 10 NOS | 10000 | 100000 | 2021-03-17 | 970349497 | 10 | 2021-02-15
1002478757 | 227-CRM - Electrical Maintenance | 153574-Pankaj Kumar | 2021-02-08 | PR | 2 | OPTL PHTSNSR;RETRO-REFLECTIVE SENSOR L | 5940A0059 | M | 256 | 40 | CRE1 | 101 | NP | 10 NOS | 10000 | 100000 | 2021-03-10 | 970349497 | 20 | 2021-02-15
1002479377 | 227-CRM - Electrical Maintenance | 153574-Pankaj Kumar | 2021-02-09 | PR | 1 | PROXMTY;INDUCTIVE 40 MM10-30 VIP65 | 5885A0438 | M | 234 | 40 | CRE1 | 104 | NP | 10 NOS | 6000 | 60000 | 2021-03-11 | 970348971 | 10 | 2021-02-11
1002479386 | 227-CRM - Electrical Maintenance | 153574-Pankaj Kumar | 2021-02-09 | PR | 1 | LMT SWTCH;ROTARYHEAVYSNAP ACTION10A | 5613A0229 | M | 234 | 40 | CRE1 | 107 | NP | 2 NOS | 127760 | 255520 | 2021-04-10 | 970349933 | 10 | 2021-02-17
1002479611 | 227-CRM - Electrical Maintenance | 153574-Pankaj Kumar | 2021-02-09 | PR | 1 | AC MOTR;1.5KW415 V AC +10/-15% | 5900A0925 | M | 230 | 40 | CRE1 | 104 | NB | 2 NOS | 10000 | 20000 | 2021-04-10 | 920967399 | 10 | 2021-02-10
1002479624 | 227-CRM - Electrical Maintenance | 504850-ANOOP RADHEYSHYAM PANDEY | 2021-02-09 | PR | 1 | FLW MTR;3 KG/CM2WATER ONLINE ROTAMETER | 5493A0278 | M | 256 | 40 | CRE1 | 104 | NB | 4 NOS | 10000 | 40000 | 2021-03-11 | 920967400 | 10 | 2021-02-10
1002479626 | 227-CRM - Electrical Maintenance | 504850-ANOOP RADHEYSHYAM PANDEY | 2021-02-09 | PR | 1 | FLOW MTR;0-3BARNITROGENROTAMETER | 5493A0162 | M | 256 | 40 | CRE1 | 104 | NB | 4 NOS | 12000 | 48000 | 2021-03-11 | 920967933 | 10 | 2021-02-11
1002479627 | 227-CRM - Electrical Maintenance | 504850-ANOOP RADHEYSHYAM PANDEY | 2021-02-09 | PR | 1 | FLW MTR;0-5 BARNITROGEN ROTAMETER | 5493A0259 | M | 256 | 40 | CRE1 | 104 | NB | 4 NOS | 12000 | 48000 | 2021-03-11 | 920967930 | 10 | 2021-02-11
1002479629 | 227-CRM - Electrical Maintenance | 504850-ANOOP RADHEYSHYAM PANDEY | 2021-02-09 | PR | 1 | FLOAT SWTCH | 5471A0011 | M | 256 | 40 | CRE1 | 104 | NB | 4 NOS | 12200 | 48800 | 2021-03-11 | 920967922 | 10 | 2021-02-11
1002480389 | 227-CRM - Electrical Maintenance | 153574-Pankaj Kumar | 2021-02-10 | PR | 1 | TERMINAL BLOCK PHOENIX CONTACT PLC PAN | 5872A2265 | M | 234 | 40 | CRE1 | 104 | NP | 1000 NOS | 10 | 10000 | 2021-03-12 | 970349486 | 10 | 2021-02-15
1002481027 | 227-CRM - Electrical Maintenance | 153574-Pankaj Kumar | 2021-02-11 | PR | 1 | EPC ALTERN LIGHT TRANSMITTER EMG EPC S | 5956A3227 | M | 256 | 40 | CRE1 | 107 | NP | 1 NOS | 239550 | 239550 | 2021-04-30 | 970349713 | 10 | 2021-02-16
1002481027 | 227-CRM - Electrical Maintenance | 153574-Pankaj Kumar | 2021-02-11 | PR | 2 | EPC ALTERN LIGHT TRANSMITTER EMG EPC S | 5956A3306 | M | 256 | 40 | CRE1 | 107 | NP | 2 NOS | 239550 | 479100 | 2021-04-30 | 970349713 | 20 | 2021-02-16
1002481159 | 227-CRM - Electrical Maintenance | 153574-Pankaj Kumar | 2021-02-11 | PR | 1 | ELECT CNNTR;FEMALEPROXIMITY CONNECTOR | 5615A0042 | M | 239 | 40 | CRE1 | 104 | NB | 90 NOS | 800 | 72000 | 2021-02-28 | 920967945 | 10 | 2021-02-11
1002481213 | 227-CRM - Electrical Maintenance | 152780-Sushil Kumar Tripathy | 2021-02-11 | PR | 1 | DISPLAY;24X48 IN24 VDCLED MATRIX 25 W | 5085A0072 | M | 240 | 40 | CRE1 | 104 | NP | 1 NOS | 45000 | 45000 | 2021-03-28 | 970349500 | 10 | 2021-02-15
1002481399 | 227-CRM - Electrical Maintenance | 149329-RAVI SHEKHAR | 2021-02-12 | PR | 1 | PCB-HV-MOTHERBOARD 2001 THERMO FISHER S | 6133A0052 | M | 256 | 40 | CRE1 | 101 | NP | 1 NOS | 500000 | 500000 | 2021-03-15 | 970351350 | 10 | 2021-02-25
1002481399 | 227-CRM - Electrical Maintenance | 149329-RAVI SHEKHAR | 2021-02-12 | PR | 5 | PULSE TRANSMITTER 500 PULSES/R THERMO F | 6133A0085 | M | 256 | 40 | CRE1 | 101 | NP | 1 NOS | 80000 | 80000 | 2021-03-15 | 970351350 | 20 | 2021-02-25
1002481399 | 227-CRM - Electrical Maintenance | 149329-RAVI SHEKHAR | 2021-02-12 | PR | 6 | FUSE G-TYPE T2 THERMO FISHER SCIENTIFI | 6133A0120 | M | 256 | 40 | CRE1 | 101 | NP | 1 NOS | 1000 | 1000 | 2021-03-15 | 970351350 | 30 | 2021-02-25
1002481399 | 227-CRM - Electrical Maintenance | 149329-RAVI SHEKHAR | 2021-02-12 | PR | 7 | FUSE 63A THERMO FISHER SCIENTIFIC KT1 | 6133A0122 | M | 256 | 40 | CRE1 | 101 | NP | 1 NOS | 1000 | 1000 | 2021-03-15 | 970351350 | 40 | 2021-02-25
1002481399 | 227-CRM - Electrical Maintenance | 149329-RAVI SHEKHAR | 2021-02-12 | PR | 8 | FUSE G-TYPE T4 THERMO FISHER SCIENTIFI | 6133A0123 | M | 256 | 40 | CRE1 | 101 | NP | 1 NOS | 1000 | 1000 | 2021-03-15 | 970351350 | 50 | 2021-02-25
1002481399 | 227-CRM - Electrical Maintenance | 149329-RAVI SHEKHAR | 2021-02-12 | PR | 9 | MAIN FILTER THERMO FISHER SCIENTIFIC | 5620A2670 | M | 240 | 40 | CRE1 | 104 | NP | 1 NOS | 10000 | 10000 | 2021-03-20 | 970351351 | 10 | 2021-02-25
1002481399 | 227-CRM - Electrical Maintenance | 149329-RAVI SHEKHAR | 2021-02-12 | PR | 12 | SPL MOTR;COATING GAUGE SHUTTER MOTOR TH | 5924A0501 | M | 230 | 40 | CRE1 | 101 | NP | 1 NOS | 75000 | 75000 | 2021-04-19 | 970351350 | 60 | 2021-02-25
1002481399 | 227-CRM - Electrical Maintenance | 149329-RAVI SHEKHAR | 2021-02-12 | PR | 13 | SPROCKET WHEEL THERMO FISHER SCIENTIFIC | 6133A0054 | M | 256 | 40 | CRE1 | 101 | NP | 1 NOS | 75000 | 75000 | 2021-03-20 | 970351350 | 70 | 2021-02-25
1002481399 | 227-CRM - Electrical Maintenance | 149329-RAVI SHEKHAR | 2021-02-12 | PR | 14 | FRICTION CLUTCH THERMO FISHER SCIENTIFI | 6133A0056 | M | 256 | 40 | CRE1 | 101 | NP | 1 NOS | 150000 | 150000 | 2021-03-20 | 970351350 | 80 | 2021-02-25
1002481399 | 227-CRM - Electrical Maintenance | 149329-RAVI SHEKHAR | 2021-02-12 | PR | 15 | MOTOR WITH GEAR CA43 THERMO FISHER SCIE | 6133A0058 | M | 256 | 40 | CRE1 | 101 | NP | 1 NOS | 350000 | 350000 | 2021-03-20 | 970351350 | 90 | 2021-02-25
1002481561 | 227-CRM - Electrical Maintenance | 153574-Pankaj Kumar | 2021-02-12 | PR | 1 | CONTOL PANEL FOR SENSOR VIRTUAL O1D105 | 6128A0010 | M | 256 | 40 | CRE1 | 101 | NB | 6 NOS | 20140 | 120840 | 2021-03-14 | 920969771 | 10 | 2021-02-16
1002481810 | 227-CRM - Electrical Maintenance | 149329-RAVI SHEKHAR | 2021-02-12 | PR | 1 | STEP LIGHT PROLITE ELEC.LAMP & LIGHT F | 5713A0510 | M | 229 | 40 | CRE1 | 104 | NP | 4 NOS | 5000 | 20000 | 2021-03-29 | 970349494 | 10 | 2021-02-15
1002481919 | 227-CRM - Electrical Maintenance | 149329-RAVI SHEKHAR | 2021-02-12 | RO | 1 | SUGAR | 1044A0020 | M | 218 | 40 | CRMO | 133 | NB | 10 KG | 42 | 420 | 2021-02-15 | 4407133729 | 10 | 2021-02-13
1002481919 | 227-CRM - Electrical Maintenance | 149329-RAVI SHEKHAR | 2021-02-12 | RO | 2 | CANTEEN EDIBLES ( milk ) | 1044A0051 | M | 218 | 40 | CRMO | 133 | NB | 16 KG | 449.63 | 7194.08 | 2021-02-15 | 4407133729 | 20 | 2021-02-13
1002481919 | 227-CRM - Electrical Maintenance | 149329-RAVI SHEKHAR | 2021-02-12 | RO | 3 | CANTEEN EDIBLES TATA TEA | 1044A0053 | M | 218 | 40 | CRMO | 133 | NB | 5 KG | 465.03 | 2325.15 | 2021-02-15 | 4407133729 | 30 | 2021-02-13
1002482157 | 227-CRM - Electrical Maintenance | 123226-Mr Swapan Bera | 2021-02-13 | PR | 1 | BRAK;19 INELECTROMAGNETIC SHUNT DRUM | 5507A0108 | M | 237 | 40 | CREW | 101 | NP | 2 NOS | 250000 | 500000 | 2021-03-15 | 970349708 | 10 | 2021-02-16
1002482235 | 227-CRM - Electrical Maintenance | 121461-R K Sachan | 2021-02-13 | PR | 1 | PLC SPR10 SLT CNTRL LOGIX I/O CHASSISA | 5620A0101 | M | 240 | 40 | CRE1 | 101 | NP | 5 NOS | 35000 | 175000 | 2021-03-15 | 970349991 | 10 | 2021-02-17
1002482235 | 227-CRM - Electrical Maintenance | 121461-R K Sachan | 2021-02-13 | PR | 2 | PLC SPRCONTROLLOGIX PROCESSORALLN BRAD | 5620A0159 | M | 240 | 40 | CRE1 | 101 | NP | 5 NOS | 400000 | 2000000 | 2021-03-15 | 970349991 | 20 | 2021-02-17
1002482235 | 227-CRM - Electrical Maintenance | 121461-R K Sachan | 2021-02-13 | PR | 3 | PLC SPRDC DIGITAL OUTPUT MODULEROCKWEL | 5620A0160 | M | 240 | 40 | CRE1 | 101 | NP | 5 NOS | 40000 | 200000 | 2021-03-15 | 970349991 | 30 | 2021-02-17
1002482235 | 227-CRM - Electrical Maintenance | 121461-R K Sachan | 2021-02-13 | PR | 5 | PLC SPR;DIGITAL INPUT MODULEROCKWELL | 5620A1103 | M | 240 | 40 | CRE1 | 101 | NP | 5 NOS | 26000 | 130000 | 2021-03-15 | 970349991 | 40 | 2021-02-17
1002482235 | 227-CRM - Electrical Maintenance | 121461-R K Sachan | 2021-02-13 | PR | 6 | PLC SPR;COMMUNICATION MODULEROCKWELL | 5620A1174 | M | 240 | 40 | CRE1 | 101 | NP | 10 NOS | 125000 | 1250000 | 2021-03-15 | 970349991 | 50 | 2021-02-17
1002482235 | 227-CRM - Electrical Maintenance | 121461-R K Sachan | 2021-02-13 | PR | 7 | ETHERNET MODULE CONTROL LOGIX 1756-EN2 | 5620A2359 | M | 240 | 40 | CRE1 | 101 | NP | 5 NOS | 175000 | 875000 | 2021-03-15 | 970349991 | 60 | 2021-02-17
1002482819 | 227-CRM - Electrical Maintenance | 153574-Pankaj Kumar | 2021-02-15 | RO | 1 | DRIV SPR;BRANCHING UNITEABB | 5542A0852 | M | 240 | 40 | CRE1 | 101 | NB | 2 NOS | 139700 | 279400 | 2021-04-16 | 4407234601 | 10 | 2021-03-08
1002483351 | 227-CRM - Electrical Maintenance | 149329-RAVI SHEKHAR | 2021-02-15 | PR | 1 | FUSE;HRC AC/DC 690 V1250 A200/50 KA | 5748A1066 | M | 225 | 40 | CRE1 | 104 | NP | 3 NOS | 6710 | 20130 | 2021-03-17 | 970349942 | 10 | 2021-02-17
1002483351 | 227-CRM - Electrical Maintenance | 149329-RAVI SHEKHAR | 2021-02-15 | PR | 2 | FUSE;SEMICONDUCTOR AC/DC 690 V400 A2 | 5748A1068 | M | 225 | 40 | CRE1 | 104 | NP | 10 NOS | 4160 | 41600 | 2021-03-18 | 970349942 | 20 | 2021-02-17
1002483563 | 227-CRM - Electrical Maintenance | 153574-Pankaj Kumar | 2021-02-15 | PR | 1 | LMT SW;ROLLER LEVER HEAVY NORMALY OP | 5613A0414 | M | 234 | 40 | CRE1 | 104 | NP | 5 NOS | 1500 | 7500 | 2021-03-17 | 970349779 | 10 | 2021-02-16
1002483563 | 227-CRM - Electrical Maintenance | 153574-Pankaj Kumar | 2021-02-15 | PR | 2 | FIELD SNSR;PROXIMITYTELCO10 - 30VDC | 5700A0673 | M | 256 | 40 | CRE1 | 104 | NP | 3 NOS | 8500 | 25500 | 2021-03-17 | 970349779 | 20 | 2021-02-16
1002483566 | 227-CRM - Electrical Maintenance | 153574-Pankaj Kumar | 2021-02-15 | RO | 2 | CANTEEN EDIBLES ( milk ) | 1044A0051 | M | 218 | 40 | CRMO | 133 | NB | 18 KG | 449.63 | 8093.34 | 2021-02-23 | 4407147565 | 10 | 2021-02-16
1002483566 | 227-CRM - Electrical Maintenance | 153574-Pankaj Kumar | 2021-02-15 | RO | 3 | CANTEEN EDIBLES TATA TEA | 1044A0053 | M | 218 | 40 | CRMO | 133 | NB | 8 KG | 465.03 | 3720.24 | 2021-02-23 | 4407147565 | 20 | 2021-02-16
1002484358 | 227-CRM - Electrical Maintenance | 504850-ANOOP RADHEYSHYAM PANDEY | 2021-02-17 | PR | 1 | BRAKE;315MMELECTROMAGNETICDRUM415VAC | 5507A0026 | M | 237 | 40 | CRE1 | 101 | NB | 2 NOS | 90000 | 180000 | 2021-03-19 | 921011376 | 10 | 2021-05-29
1002484358 | 227-CRM - Electrical Maintenance | 504850-ANOOP RADHEYSHYAM PANDEY | 2021-02-17 | PR | 2 | BRAK;4 INELECTROMAGNETIC SPRING AC T | 5507A0072 | M | 237 | 40 | CRE1 | 101 | NB | 2 NOS | 10000 | 20000 | 2021-03-19 | 921011376 | 20 | 2021-05-29
1002484358 | 227-CRM - Electrical Maintenance | 504850-ANOOP RADHEYSHYAM PANDEY | 2021-02-17 | PR | 3 | BRAK;250 MMELECTROMAGNETIC DISK DC VO | 5507A0076 | M | 237 | 40 | CRE1 | 101 | NB | 2 NOS | 54000 | 108000 | 2021-03-19 | 921011376 | 30 | 2021-05-29
1002484358 | 227-CRM - Electrical Maintenance | 504850-ANOOP RADHEYSHYAM PANDEY | 2021-02-17 | PR | 4 | BRAK;16 INELECTROMAGNETIC POWER FAIL T | 5507A0062 | M | 237 | 40 | CRE1 | 101 | NB | 2 NOS | 180000 | 360000 | 2021-03-19 | 921011376 | 40 | 2021-05-29
1002484358 | 227-CRM - Electrical Maintenance | 504850-ANOOP RADHEYSHYAM PANDEY | 2021-02-17 | PR | 5 | BRAK;8 INELECTROMAGNETIC SPRING DC S | 5507A0067 | M | 237 | 40 | CRE1 | 101 | NB | 2 NOS | 94000 | 188000 | 2021-03-19 | 921011376 | 50 | 2021-05-29
1002484819 | 227-CRM - Electrical Maintenance | 153574-Pankaj Kumar | 2021-02-17 | PR | 1 | WRLSS GATWY DVC;TRANSCEIVERPHOENIX | 5322A0018 | M | 240 | 40 | CRE1 | 101 | NP | 18 NOS | 35000 | 630000 | 2021-04-18 | 970351533 | 10 | 2021-02-26
1002484819 | 227-CRM - Electrical Maintenance | 153574-Pankaj Kumar | 2021-02-17 | PR | 2 | WRLESS DVCE SPR;I/O EXTENSION MODULE | 5453A0086 | M | 240 | 40 | CRE1 | 101 | NP | 7 NOS | 25000 | 175000 | 2021-03-19 | 970351533 | 20 | 2021-02-26
1002484819 | 227-CRM - Electrical Maintenance | 153574-Pankaj Kumar | 2021-02-17 | PR | 3 | WRLESS DVCE SPR;I/O EXTENSION MODULE | 5453A0087 | M | 240 | 40 | CRE1 | 101 | NP | 7 NOS | 25000 | 175000 | 2021-03-19 | 970351533 | 30 | 2021-02-26
1002485537 | 227-CRM - Electrical Maintenance | 500111-PRAMOD PRASAD | 2021-02-18 | PR | 1 | CURRENT TRANSDUCER LEM HIVECTOL-VSI | 5542A2282 | M | 240 | 40 | CRE1 | 101 | NP | 2 NOS | 100000 | 200000 | 2021-03-20 | 970350788 | 10 | 2021-02-22
1002485944 | 227-CRM - Electrical Maintenance | 153574-Pankaj Kumar | 2021-02-18 | PR | 1 | CONTROLLER;JOYSTICK CONTROLLER500VAC | 5495A0104 | M | 240 | 40 | CRE1 | 101 | NB | 10 NOS | 25000 | 250000 | 2021-04-19 | 920979331 | 10 | 2021-03-11
1002486132 | 227-CRM - Electrical Maintenance | 121461-R K Sachan | 2021-02-19 | PR | 1 | DCS SPR;DIGITAL OUTPUT MODULE DO810ABB | 5584A0094 | M | 240 | 40 | CRE1 | 101 | NP | 10 NOS | 20000 | 200000 | 2021-03-25 | 970384330 | 10 | 2021-09-24
1002486132 | 227-CRM - Electrical Maintenance | 121461-R K Sachan | 2021-02-19 | PR | 2 | PLC SPR;DIGITAL INPUT MODULEABB | 5620A0994 | M | 240 | 40 | CRE1 | 101 | NP | 16 NOS | 14000 | 224000 | 2021-03-25 | 970384330 | 20 | 2021-09-24
1002486132 | 227-CRM - Electrical Maintenance | 121461-R K Sachan | 2021-02-19 | PR | 3 | PLC SPR;ANALOG INPUT MODULEABB | 5620A1013 | M | 240 | 40 | CRE1 | 101 | NP | 4 NOS | 50000 | 200000 | 2021-03-25 | 970384330 | 30 | 2021-09-24
1002486132 | 227-CRM - Electrical Maintenance | 121461-R K Sachan | 2021-02-19 | PR | 4 | PLC SPR;TERMINAL MODULEABBTU830V1 | 5620A1038 | M | 240 | 40 | CRE1 | 101 | NP | 34 NOS | 11000 | 374000 | 2021-03-25 | 970384330 | 40 | 2021-09-24
1002486132 | 227-CRM - Electrical Maintenance | 121461-R K Sachan | 2021-02-19 | PR | 5 | PLC SPR;ANALOG OUTPUT MODULEABBAO 820 | 5620A1112 | M | 240 | 40 | CRE1 | 101 | NP | 4 NOS | 95000 | 380000 | 2021-03-25 | 970384330 | 50 | 2021-09-24
1002486132 | 227-CRM - Electrical Maintenance | 121461-R K Sachan | 2021-02-19 | PR | 6 | PLC SPR;ANALOG INPUT MODULEABB | 5620A1455 | M | 240 | 40 | CRE1 | 101 | NP | 3 NOS | 53000 | 159000 | 2021-03-25 | 970384330 | 60 | 2021-09-24
1002487514 | 227-CRM - Electrical Maintenance | 149329-RAVI SHEKHAR | 2021-02-22 | PR | 1 | LINEAR POSITION TRANSDUCER GEFRAN CPC | 5956A3444 | M | 256 | 40 | CRE1 | 101 | NP | 2 NOS | 60000 | 120000 | 2021-03-24 | 970350900 | 10 | 2021-02-23
1002488144 | 227-CRM - Electrical Maintenance | 149329-RAVI SHEKHAR | 2021-02-22 | PR | 1 | CTRL TRF;3KVASINGLEDRY220V110VF | 5506A0084 | M | 236 | 40 | CRE1 | 104 | NB | 4 NOS | 12000 | 48000 | 2021-03-22 | 920972680 | 10 | 2021-02-23
1002488646 | 227-CRM - Electrical Maintenance | 154844-JEEVAN JYOTI JENA | 2021-02-23 | PR | 1 | 42 PIN PLUG SOCKET HEATEX ELECTRICALS | 5872A2481 | M | 234 | 40 | 227R | 101 | NP | 25 SET | 16750 | 418750 | 2021-03-25 | 970353594 | 10 | 2021-03-11
1002489279 | 227-CRM - Electrical Maintenance | 504850-ANOOP RADHEYSHYAM PANDEY | 2021-02-23 | PR | 1 | PROXMTY;INDUCTIVE 25 MM70-264V VAC/DC | 5885A0451 | M | 234 | 40 | CRE1 | 104 | NB | 10 NOS | 1000 | 10000 | 2021-03-25 | 920973592 | 10 | 2021-02-25
1002489279 | 227-CRM - Electrical Maintenance | 504850-ANOOP RADHEYSHYAM PANDEY | 2021-02-23 | PR | 2 | PROXMTY;INDUCTIVE 30 MM20-250 VIP68 | 5885A0369 | M | 234 | 40 | CRE1 | 104 | NB | 10 NOS | 3600 | 36000 | 2021-03-25 | 920973592 | 20 | 2021-02-25
1002490176 | 227-CRM - Electrical Maintenance | 153574-Pankaj Kumar | 2021-02-24 | PR | 1 | LAMP;TUBE LIGHT36W2PIN230VAC | 5838A0420 | M | 229 | 40 | CRE1 | 104 | NB | 30 NOS | 400 | 12000 | 2021-04-10 | 920974080 | 10 | 2021-02-26
1002490214 | 227-CRM - Electrical Maintenance | 153574-Pankaj Kumar | 2021-02-24 | RO | 1 | HOOTER;ELECTRONICSINGLE400M24VDC | 5048A0006 | M | 233 | 40 | CRE1 | 104 | NB | 2 NOS | 7285 | 14570 | 2021-03-26 | 4407186355 | 10 | 2021-02-25
1002491321 | 227-CRM - Electrical Maintenance | 153574-Pankaj Kumar | 2021-02-25 | PR | 1 | BRAK;13 INELECTROMAGNETIC SHUNT DC SI | 5507A0109 | M | 237 | 40 | CRE1 | 104 | NP | 1 NOS | 98616.57 | 98616.57 | 2021-03-27 | 970352098 | 10 | 2021-03-02
1002492207 | 227-CRM - Electrical Maintenance | 149487-ABHAY KUMAR MANDAL | 2021-02-26 | RO | 1 | SUGAR | 1044A0020 | M | 218 | 40 | CRMO | 133 | NB | 12 KG | 42.29 | 507.48 | 2021-02-26 | 4407306339 | 10 | 2021-03-26
1002492207 | 227-CRM - Electrical Maintenance | 149487-ABHAY KUMAR MANDAL | 2021-02-26 | RO | 2 | CANTEEN EDIBLES ( milk ) | 1044A0051 | M | 218 | 40 | CRMO | 133 | NB | 16 KG | 464.35 | 7429.6 | 2021-02-26 | 4407306339 | 20 | 2021-03-26
1002492207 | 227-CRM - Electrical Maintenance | 149487-ABHAY KUMAR MANDAL | 2021-02-26 | RO | 3 | CANTEEN EDIBLES TATA TEA | 1044A0053 | M | 218 | 40 | CRMO | 133 | NB | 6 KG | 435.83 | 2614.98 | 2021-03-14 | 4407306339 | 30 | 2021-03-26
1002492397 | 227-CRM - Electrical Maintenance | 149329-RAVI SHEKHAR | 2021-02-27 | PR | 2 | SPL INST;ULTRASONIC LEVEL CONTROLLER 1 | 6049A0079 | M | 256 | 40 | 227R | 104 | NB | 2 NOS | 25000 | 50000 | 2021-03-29 | 920974487 | 10 | 2021-02-27
1002493148 | 227-CRM - Electrical Maintenance | 121461-R K Sachan | 2021-03-01 | PR | 1 | CNTCR;460 A3 230 VPOWER - AC 415 VA | 5890A1139 | M | 234 | 40 | CRE1 | 101 | NP | 3 NOS | 48000 | 144000 | 2021-03-31 | 970360542 | 10 | 2021-04-26
1002493148 | 227-CRM - Electrical Maintenance | 121461-R K Sachan | 2021-03-01 | PR | 2 | CNTCR;32 A2 230 VPOWER 400 VDC2 D | 5890A0916 | M | 234 | 40 | CRE1 | 101 | NP | 4 NOS | 8000 | 32000 | 2021-03-31 | 970360542 | 20 | 2021-04-26
1002493148 | 227-CRM - Electrical Maintenance | 121461-R K Sachan | 2021-03-01 | PR | 3 | CONTACTOR;63A3110VPOWER415VAC50HZ | 5890A0649 | M | 234 | 40 | CRE1 | 101 | NP | 2 NOS | 5000 | 10000 | 2021-03-31 | 970360542 | 30 | 2021-04-26
1002495801 | 227-CRM - Electrical Maintenance | 123226-Mr Swapan Bera | 2021-03-04 | PR | 1 | LT CBL;41.5MM2COPPERHR PVC | 5717A0412 | M | 222 | 40 | CRE1 | 101 | NB | 500 NOS | 200 | 100000 | 2021-05-03 | 920979129 | 10 | 2021-03-10
1002495801 | 227-CRM - Electrical Maintenance | 123226-Mr Swapan Bera | 2021-03-04 | PR | 2 | LT CBL;44MM2COPPER | 5717A0471 | M | 222 | 40 | CRE1 | 101 | NB | 160 M | 250 | 40000 | 2021-04-18 | 920979129 | 20 | 2021-03-10
1002495801 | 227-CRM - Electrical Maintenance | 123226-Mr Swapan Bera | 2021-03-04 | PR | 3 | LT CBL;42.5MM2COPPER | 5717A0476 | M | 222 | 40 | CRE1 | 101 | NB | 500 M | 230 | 115000 | 2021-04-18 | 920979129 | 30 | 2021-03-10
1002496726 | 227-CRM - Electrical Maintenance | 123226-Mr Swapan Bera | 2021-03-05 | PR | 1 | LT CBL;4 FRLSH- PCP SE4 COPPER 6 MM2 | 5717A1034 | M | 222 | 40 | CRE1 | 101 | NB | 300 M | 800 | 240000 | 2021-04-04 | 920997712 | 10 | 2021-04-25
1002496726 | 227-CRM - Electrical Maintenance | 123226-Mr Swapan Bera | 2021-03-05 | PR | 2 | LT CBL;3 FRLSH- PCP SE4 COPPER .1.5 M | 5717A1035 | M | 222 | 40 | CRE1 | 101 | NB | 200 M | 500 | 100000 | 2021-04-04 | 920997712 | 20 | 2021-04-25
1002496726 | 227-CRM - Electrical Maintenance | 123226-Mr Swapan Bera | 2021-03-05 | PR | 3 | LT CBL;4 FRLSH- PCP SE4 COPPER .4 MM2 | 5717A1036 | M | 222 | 40 | CRE1 | 101 | NB | 300 M | 650 | 195000 | 2021-04-04 | 920997712 | 30 | 2021-04-25
1002496767 | 227-CRM - Electrical Maintenance | 123226-Mr Swapan Bera | 2021-03-05 | PR | 1 | CAPTR;POLYPROPYLENE 0.75 uF400 VTH | 5553A0388 | M | 239 | 40 | CRE1 | 104 | NB | 100 NOS | 350 | 35000 | 2021-04-04 | 920978647 | 10 | 2021-03-09
1002496841 | 227-CRM - Electrical Maintenance | 153574-Pankaj Kumar | 2021-03-05 | PR | 1 | ENCODER;TACHO GENERATORBAUMER | 5508A0082 | M | 240 | 40 | CRE1 | 101 | NP | 2 NOS | 95500 | 191000 | 2021-05-04 | 970353375 | 10 | 2021-03-10
1002496862 | 227-CRM - Electrical Maintenance | 153574-Pankaj Kumar | 2021-03-05 | PR | 1 | AC MOTR;5.5KW415VACSQUIRREL CAGE | 5900A0921 | M | 230 | 40 | CRE1 | 104 | NB | 1 NOS | 24000 | 24000 | 2021-05-04 | 920977743 | 10 | 2021-03-07
1002496886 | 227-CRM - Electrical Maintenance | 504850-ANOOP RADHEYSHYAM PANDEY | 2021-03-05 | PR | 1 | COUPLNG;PLG COUPLING FOR MOTOR ENCODER | 5580A1808 | M | 215 | 40 | CRE1 | 100 | NP | 10 NOS | 75715 | 757150 | 2021-05-30 | 970355761 | 10 | 2021-03-26
1002497106 | 227-CRM - Electrical Maintenance | 153574-Pankaj Kumar | 2021-03-06 | RO | 1 | EDIBLE;GLUCON D500 GMS PACKET | 5733A0001 | M | 218 | 40 | CR01 | 104 | NB | 25 PAK | 85.29 | 2132.25 | 2021-04-05 | 4407243051 | 10 | 2021-03-10
1002497106 | 227-CRM - Electrical Maintenance | 153574-Pankaj Kumar | 2021-03-06 | RO | 4 | WATER BOTTLE MILTON ANY STAINLESS STE | 5789A0336 | M | 276 | 40 | CR01 | 133 | NB | 24 NOS | 233.25 | 5598 | 2021-04-05 | 4407243050 | 10 | 2021-03-10
1002497256 | 227-CRM - Electrical Maintenance | 121461-R K Sachan | 2021-03-06 | PR | 1 | DSPLY SCRN;22INLCD MONITOR230VAC | 5107A0026 | M | 240 | 40 | CRE1 | 121 | NB | 1 EA | 17000 | 17000 | 2021-04-05 | 920979007 | 10 | 2021-03-10
1002497256 | 227-CRM - Electrical Maintenance | 121461-R K Sachan | 2021-03-06 | PR | 2 | CCTV CAM;3MP | 5566A0065 | M | 314 | 40 | CRE1 | 121 | NB | 3 . | 9000 | 27000 | 2021-04-05 | 920979008 | 10 | 2021-03-10
1002497268 | 227-CRM - Electrical Maintenance | 121461-R K Sachan | 2021-03-06 | PR | 2 | RELAY;ELECTROMECHANICALGENERAL PURPOSE | 5607A0839 | M | 232 | 40 | CRE1 | 104 | NP | 130 NOS | 105 | 13650 | 2021-04-05 | 970360551 | 10 | 2021-04-26
1002497418 | 227-CRM - Electrical Maintenance | 504850-ANOOP RADHEYSHYAM PANDEY | 2021-03-07 | PR | 2 | FLOAT SWTCH;FLOAT SWITCH | 5471A0009 | M | 256 | 40 | CRE1 | 104 | NB | 2 NOS | 24000 | 48000 | 2021-04-06 | 920977746 | 10 | 2021-03-07
1002498221 | 227-CRM - Electrical Maintenance | 504850-ANOOP RADHEYSHYAM PANDEY | 2021-03-08 | PR | 1 | FLOT SW;FLOAT SWITCH 0-1000 MMSS 316 | 5471A0027 | M | 256 | 40 | CRE1 | 104 | NB | 2 NOS | 24000 | 48000 | 2021-04-07 | 920978644 | 10 | 2021-03-09
1002499114 | 227-CRM - Electrical Maintenance | 504850-ANOOP RADHEYSHYAM PANDEY | 2021-03-09 | PR | 1 | BATTERY;SMFUPS12V26AMHBOLT- ON50oC | 5537A0183 | M | 221 | 40 | CRE1 | 104 | NB | 26 NOS | 1640.43 | 42651.18 | 2021-05-20 | 920979461 | 10 | 2021-03-11
1002500911 | 227-CRM - Electrical Maintenance | 504850-ANOOP RADHEYSHYAM PANDEY | 2021-03-11 | PR | 1 | GEARD MOTR;3.7KW4151440RPM108RPMF | 5650A0089 | M | 230 | 40 | CRE1 | 104 | NB | 1 NOS | 48000 | 48000 | 2021-04-10 | 921009410 | 10 | 2021-05-24
1002500997 | 227-CRM - Electrical Maintenance | 121461-R K Sachan | 2021-03-12 | PR | 1 | MCCB;25A4415VAC50KAAC/DC50HZ | 5509A0375 | M | 234 | 40 | CRE1 | 101 | NB | 6 NOS | 7000 | 42000 | 2021-04-11 | 920997709 | 10 | 2021-04-25
1002500997 | 227-CRM - Electrical Maintenance | 121461-R K Sachan | 2021-03-12 | PR | 2 | MCCB;63A4415VAC50KAAC/DC50HZ | 5509A0376 | M | 234 | 40 | CRE1 | 101 | NB | 6 NOS | 8000 | 48000 | 2021-04-11 | 920997709 | 20 | 2021-04-25
1002500997 | 227-CRM - Electrical Maintenance | 121461-R K Sachan | 2021-03-12 | PR | 3 | MCCB;32A4415VAC50KAAC/DC50HZ | 5509A0378 | M | 234 | 40 | CRE1 | 101 | NB | 8 NOS | 8000 | 64000 | 2021-04-11 | 920997709 | 30 | 2021-04-25
1002500997 | 227-CRM - Electrical Maintenance | 121461-R K Sachan | 2021-03-12 | PR | 4 | MCCB;100A4415VAC50KAAC/DC50HZ | 5509A0407 | M | 234 | 40 | CRE1 | 101 | NB | 3 NOS | 25000 | 75000 | 2021-04-11 | 920997709 | 40 | 2021-04-25
1002501064 | 227-CRM - Electrical Maintenance | 504850-ANOOP RADHEYSHYAM PANDEY | 2021-03-12 | PR | 2 | GUIDE BAR COIL BRAKE ROLL CRC WEST PIC | 5728A3078 | M | 318 | 40 | CRE1 | 104 | NB | 2 NOS | 24000 | 48000 | 2021-04-11 | 920979858 | 10 | 2021-03-12
1002501137 | 227-CRM - Electrical Maintenance | 504850-ANOOP RADHEYSHYAM PANDEY | 2021-03-12 | PR | 1 | LVEL SNSR;NON CONTACT MIRCROWAVE MICRO | 6189A0007 | M | 256 | 40 | CRE1 | 104 | NB | 1 NOS | 48000 | 48000 | 2021-04-11 | 920980315 | 10 | 2021-03-13
1002501228 | 227-CRM - Electrical Maintenance | 153574-Pankaj Kumar | 2021-03-12 | PR | 1 | SFTY JCKT;HT ELECTRIC ARC FLASH SUIT KIT | 5854A0080 | M | 290 | 40 | CRE1 | 104 | NB | 2 NOS | 40000 | 80000 | 2021-04-11 | 920980349 | 10 | 2021-03-13
1002501274 | 227-CRM - Electrical Maintenance | 152780-Sushil Kumar Tripathy | 2021-03-12 | PR | 1 | SIS INSERTION TOOL 200236 ISRA PARSYTE | 5766A1467 | M | 295 | 40 | CRE1 | 107 | NP | 2 NOS | 2395.5 | 4791 | 2021-04-26 | 970353816 | 10 | 2021-03-12
1002501519 | 227-CRM - Electrical Maintenance | 119449-Swapan K Das | 2021-03-12 | PR | 1 | PRSR TRNSMTR;LIQUID & GAS MEASUREMENT | 5496A0293 | M | 256 | 40 | CRE1 | 101 | NB | 2 NOS | 50000 | 100000 | 2021-03-12 | 920998168 | 10 | 2021-04-26
1002501519 | 227-CRM - Electrical Maintenance | 119449-Swapan K Das | 2021-03-12 | PR | 2 | PRSR TRNSMTR | 5496A0295 | M | 256 | 40 | CRE1 | 101 | NB | 1 NOS | 200000 | 200000 | 2021-03-12 | 920998168 | 20 | 2021-04-26
1002502091 | 227-CRM - Electrical Maintenance | 153574-Pankaj Kumar | 2021-03-13 | RO | 1 | SUGAR | 1044A0020 | M | 218 | 40 | CRMO | 133 | NB | 10 KG | 42.29 | 422.9 | 2021-03-31 | 4407282319 | 10 | 2021-03-19
1002502091 | 227-CRM - Electrical Maintenance | 153574-Pankaj Kumar | 2021-03-13 | RO | 2 | CANTEEN EDIBLES ( milk ) | 1044A0051 | M | 218 | 40 | CRMO | 133 | NB | 18 KG | 464.35 | 8358.3 | 2021-03-31 | 4407282319 | 20 | 2021-03-19
1002502091 | 227-CRM - Electrical Maintenance | 153574-Pankaj Kumar | 2021-03-13 | RO | 3 | CANTEEN EDIBLES TATA TEA | 1044A0053 | M | 218 | 40 | CRMO | 133 | NB | 8 KG | 435.83 | 3486.64 | 2021-03-31 | 4407282319 | 30 | 2021-03-19
1002502180 | 227-CRM - Electrical Maintenance | 119449-Swapan K Das | 2021-03-13 | PR | 1 | LB474-02-M0 DENSITY TXR NOSBERTHOLD TEC | 6133A0145 | M | 256 | 40 | 227R | 101 | NP | 1 NOS | 335449.85 | 335449.85 | 2021-06-11 | 970360720 | 10 | 2021-04-27
1002502180 | 227-CRM - Electrical Maintenance | 119449-Swapan K Das | 2021-03-13 | PR | 2 | WALL MOUNTED HOUSING NOSBERTHOLD TECHNO | 6133A0144 | M | 256 | 40 | CRE1 | 101 | NP | 1 NOS | 52780.85 | 52780.85 | 2021-06-11 | 970360720 | 20 | 2021-04-27
1002502180 | 227-CRM - Electrical Maintenance | 119449-Swapan K Das | 2021-03-13 | PR | 3 | RADIATION SIGN NOSBERTHOLD TECHNOLOGIES | 6133A0140 | M | 256 | 40 | CRE1 | 101 | NP | 1 NOS | 1836.55 | 1836.55 | 2021-06-11 | 970360720 | 30 | 2021-04-27
1002502180 | 227-CRM - Electrical Maintenance | 119449-Swapan K Das | 2021-03-13 | PR | 4 | MOUNTING DEVICE NOSBERTHOLD TECHNOLOGIE | 6133A0141 | M | 256 | 40 | CRE1 | 101 | NP | 1 NOS | 75138.85 | 75138.85 | 2021-06-11 | 970360720 | 40 | 2021-04-27
1002502180 | 227-CRM - Electrical Maintenance | 119449-Swapan K Das | 2021-03-13 | PR | 5 | DUO SERIES PT DETECTOR NOSBERTHOLD TECH | 6133A0142 | M | 256 | 40 | 227R | 101 | NP | 1 NOS | 313570.95 | 313570.95 | 2021-06-11 | 970360720 | 50 | 2021-04-27
1002502180 | 227-CRM - Electrical Maintenance | 119449-Swapan K Das | 2021-03-13 | PR | 6 | CLAMPS SETBERTHOLD TECHNOLOGIES 31346 | 6133A0143 | M | 256 | 40 | CRE1 | 101 | NP | 1 NOS | 6867.1 | 6867.1 | 2021-06-11 | 970360720 | 60 | 2021-04-27
1002502180 | 227-CRM - Electrical Maintenance | 119449-Swapan K Das | 2021-03-13 | PR | 7 | CABLE GLANDS SETBERTHOLD TECHNOLOGIES | 6133A0139 | M | 256 | 40 | CRE1 | 101 | NP | 1 NOS | 2874.6 | 2874.6 | 2021-06-11 | 970360720 | 70 | 2021-04-27
1002502428 | 227-CRM - Electrical Maintenance | 152780-Sushil Kumar Tripathy | 2021-03-14 | RO | 2 | TEMP TRNTR;2 WIRE TEMPERATURE TRANSMITTE | 5593A0099 | M | 256 | 40 | CRE1 | 101 | NB | 3 NOS | 11850 | 35550 | 2021-04-13 | 4407263439 | 10 | 2021-03-15
1002502867 | 227-CRM - Electrical Maintenance | 152780-Sushil Kumar Tripathy | 2021-03-15 | PR | 2 | ELECT SOCKT/PLG63AHDP2WELDING PLUG4 | 5701A0035 | M | 227 | 40 | 227R | 104 | NP | 3 NOS | 3000 | 9000 | 2021-05-10 | 970354341 | 10 | 2021-03-16
1002502867 | 227-CRM - Electrical Maintenance | 152780-Sushil Kumar Tripathy | 2021-03-15 | PR | 3 | PROXMTY;INDUCTIVE 20 MM10-36 VIP67 | 5885A0455 | M | 234 | 40 | CRE1 | 104 | NP | 15 NOS | 4960 | 74400 | 2021-04-14 | 970354341 | 20 | 2021-03-16
1002502867 | 227-CRM - Electrical Maintenance | 152780-Sushil Kumar Tripathy | 2021-03-15 | PR | 4 | ENCODER;INCREMENTAL ROTARY ENCODER | 5508A0108 | M | 240 | 40 | 227R | 101 | NP | 5 NOS | 71737.55 | 358687.75 | 2021-05-14 | 970354340 | 10 | 2021-03-16
1002502969 | 227-CRM - Electrical Maintenance | 152780-Sushil Kumar Tripathy | 2021-03-15 | PR | 1 | RADIATION SURVEY METER THERMO FISHER SC | 6133A0147 | M | 256 | 40 | 227R | 101 | NP | 1 NOS | 180000 | 180000 | 2021-04-29 | 970354344 | 10 | 2021-03-16
1002502973 | 227-CRM - Electrical Maintenance | 152780-Sushil Kumar Tripathy | 2021-03-15 | PR | 1 | PWR DSTBN PNL;PHASE BALANCE CAPACITOR A | 6028A0298 | M | 231 | 40 | 227R | 101 | NP | 2 NOS | 450000 | 900000 | 2021-05-14 | 970354691 | 10 | 2021-03-18
1002503007 | 227-CRM - Electrical Maintenance | 504850-ANOOP RADHEYSHYAM PANDEY | 2021-03-15 | PR | 1 | PR SW;PIEZOELECTRIC RESISTIVE SENSOR 0- | 5499A0275 | M | 256 | 40 | CRE1 | 104 | NB | 2 NOS | 24000 | 48000 | 2021-03-15 | 920981043 | 10 | 2021-03-15
1002503026 | 227-CRM - Electrical Maintenance | 504850-ANOOP RADHEYSHYAM PANDEY | 2021-03-15 | PR | 1 | WHEELED WASTE BINS BLACKRWB120L1 | 5789A0158 | M | 276 | 40 | CRE1 | 104 | NP | 15 NOS | 2500 | 37500 | 2021-04-23 | 970356136 | 10 | 2021-03-29
1002503529 | 227-CRM - Electrical Maintenance | 121461-R K Sachan | 2021-03-16 | PR | 1 | CRBN BRS;MEDIUM SOFT BUCK CARBON BRUSH | 5867A0366 | M | 230 | 40 | CRE1 | 101 | NP | 3 SET | 96543.75 | 289631.25 | 2021-04-15 | 970360548 | 10 | 2021-04-26
1002503824 | 227-CRM - Electrical Maintenance | 410231-Mr.N S Jaggi | 2021-03-16 | PR | 1 | GAS ANLYR SPR | 5532A0318 | M | 256 | 40 | CRE1 | 101 | NP | 14 NOS | 7911.52 | 110761.28 | 2021-06-14 | 970355707 | 10 | 2021-03-26
1002504234 | 227-CRM - Electrical Maintenance | 153574-Pankaj Kumar | 2021-03-16 | PR | 2 | LT CBL;44MM2COPPER | 5717A0471 | M | 222 | 40 | CRE1 | 101 | NB | 500 M | 250 | 125000 | 2021-04-30 | 920982269 | 10 | 2021-03-18
1002504234 | 227-CRM - Electrical Maintenance | 153574-Pankaj Kumar | 2021-03-16 | PR | 3 | LT CBL;42.5MM2COPPER | 5717A0476 | M | 222 | 40 | CRE1 | 101 | NB | 500 M | 200 | 100000 | 2021-04-30 | 920982269 | 20 | 2021-03-18
1002504234 | 227-CRM - Electrical Maintenance | 153574-Pankaj Kumar | 2021-03-16 | PR | 4 | LT CBL;161.5MM2COPPER | 5717A0482 | M | 222 | 40 | CRE1 | 101 | NB | 800 M | 400 | 320000 | 2021-04-30 | 920982269 | 30 | 2021-03-18
1002504234 | 227-CRM - Electrical Maintenance | 153574-Pankaj Kumar | 2021-03-16 | PR | 6 | LT CBL;1 PVC-ST2-FRLSH COPPER 35 | 5717A0885 | M | 222 | 40 | CRE1 | 101 | NB | 160 M | 350 | 56000 | 2021-04-30 | 920982269 | 40 | 2021-03-18
1002504234 | 227-CRM - Electrical Maintenance | 153574-Pankaj Kumar | 2021-03-16 | PR | 7 | LT CBL;41.5MM2COPPERHR PVC | 5717A0412 | M | 222 | 40 | CRE1 | 101 | NB | 300 NOS | 200 | 60000 | 2021-04-30 | 920982269 | 50 | 2021-03-18
1002504301 | 227-CRM - Electrical Maintenance | 504850-ANOOP RADHEYSHYAM PANDEY | 2021-03-16 | PR | 1 | NMTLC HOSE;PTFE 12 BARAIR 8 MMASTM D | 5823A7366 | M | 254 | 40 | CRE1 | 104 | NB | 30 M | 800 | 24000 | 2021-04-15 | 920981811 | 10 | 2021-03-17
1002504301 | 227-CRM - Electrical Maintenance | 504850-ANOOP RADHEYSHYAM PANDEY | 2021-03-16 | PR | 2 | NMTLC HOSE;PTFE 12 BARAIR 6 MMASTM D | 5823A7367 | M | 254 | 40 | CRE1 | 104 | NB | 30 M | 750 | 22500 | 2021-04-15 | 920981811 | 20 | 2021-03-17
1002504477 | 227-CRM - Electrical Maintenance | 119449-Swapan K Das | 2021-03-17 | PR | 1 | DIRECT ROTARY HANDLE SIEMENS SIEMENS | 5568A0034 | M | 234 | 40 | CRE1 | 104 | NP | 5 NOS | 1500 | 7500 | 2021-04-16 | 970360724 | 10 | 2021-04-27
1002505169 | 227-CRM - Electrical Maintenance | 153574-Pankaj Kumar | 2021-03-17 | PR | 1 | FIELD SNSR;PHOTO SENSORIFM10-36VDC | 5700A0633 | M | 256 | 40 | CRE1 | 104 | NP | 7 NOS | 7200 | 50400 | 2021-04-16 | 970354692 | 10 | 2021-03-18
1002505196 | 227-CRM - Electrical Maintenance | 504850-ANOOP RADHEYSHYAM PANDEY | 2021-03-17 | PR | 2 | SHAPEMETER HUMIDIFIER UNIT ABB 3BSE024 | 6128A0007 | M | 256 | 40 | CRE1 | 101 | NP | 1 NOS | 880000 | 880000 | 2021-06-30 | 970356123 | 10 | 2021-03-29
1002505207 | 227-CRM - Electrical Maintenance | 504850-ANOOP RADHEYSHYAM PANDEY | 2021-03-17 | PR | 1 | INST SPR;DISK TYPE CHECK VALVETLV | 5956A0611 | M | 256 | 40 | CRE1 | 104 | NP | 4 NOS | 15000 | 60000 | 2021-03-20 | 970358821 | 10 | 2021-04-14
1002506358 | 227-CRM - Electrical Maintenance | 504850-ANOOP RADHEYSHYAM PANDEY | 2021-03-19 | PR | 3 | LUMR;FLOOD LIGHT300WAC140 - 270VYES | 6093A0042 | M | 229 | 40 | CRE1 | 101 | NB | 30 NOS | 8011.92 | 240357.6 | 2021-06-30 | 921043203 | 10 | 2021-08-14
1002507079 | 227-CRM - Electrical Maintenance | 198458-ANUPAM ANAND DUBEY | 2021-03-19 | PR | 1 | RTD;SIMPLEX PT100 3WIRE +/-0.05 % | 5649A0204 | M | 256 | 40 | CRE1 | 104 | NB | 4 NOS | 800 | 3200 | 2021-04-18 | 920983359 | 10 | 2021-03-20
1002507090 | 227-CRM - Electrical Maintenance | 198458-ANUPAM ANAND DUBEY | 2021-03-19 | PR | 1 | BOLT ;HEX HEAD5MM25MM80SS304 | 5544A2789 | M | 243 | 40 | CRE1 | 104 | NB | 200 NOS | 10 | 2000 | 2021-04-18 | 920983960 | 10 | 2021-03-22
1002507090 | 227-CRM - Electrical Maintenance | 198458-ANUPAM ANAND DUBEY | 2021-03-19 | PR | 2 | BOLT ;HEX HEAD3MM25MM80SS304 | 5544A2790 | M | 243 | 40 | CRE1 | 104 | NB | 200 NOS | 6 | 1200 | 2021-04-18 | 920983960 | 20 | 2021-03-22
1002507090 | 227-CRM - Electrical Maintenance | 198458-ANUPAM ANAND DUBEY | 2021-03-19 | PR | 3 | BOLT ;HEX HEAD4MM50MM80 | 5544A2840 | M | 243 | 40 | CRE1 | 104 | NB | 200 NOS | 7 | 1400 | 2021-04-18 | 920983960 | 30 | 2021-03-22
1002507090 | 227-CRM - Electrical Maintenance | 198458-ANUPAM ANAND DUBEY | 2021-03-19 | PR | 4 | BOLT ;HEX HEAD4MM15MM70SS304 | 5544A2881 | M | 243 | 40 | CRE1 | 104 | NB | 500 NOS | 8 | 4000 | 2021-04-18 | 920983960 | 40 | 2021-03-22
1002507103 | 227-CRM - Electrical Maintenance | 198458-ANUPAM ANAND DUBEY | 2021-03-19 | PR | 1 | LMT SWTCH;LEVER LIMIT SWITCHCONTINUOUS | 5613A0271 | M | 234 | 40 | CRE1 | 104 | NP | 10 NOS | 4000 | 40000 | 2021-05-03 | 970355302 | 10 | 2021-03-22
1002507114 | 227-CRM - Electrical Maintenance | 198458-ANUPAM ANAND DUBEY | 2021-03-19 | PR | 1 | LAMP;TUBE LIGHT36W2PIN230VAC | 5838A0420 | M | 229 | 40 | CRE1 | 104 | NP | 25 NOS | 3001 | 75025 | 2021-05-03 | 970355364 | 10 | 2021-03-22
1002507497 | 227-CRM - Electrical Maintenance | 504850-ANOOP RADHEYSHYAM PANDEY | 2021-03-20 | PR | 1 | SPL INST;STRESSOMETER MEASUREMENT CNT C | 6049A0134 | M | 256 | 40 | CRE1 | 107 | NB | 1 NOS | 980000 | 980000 | 2021-08-30 | 920985731 | 10 | 2021-03-27
1002507513 | 227-CRM - Electrical Maintenance | 504850-ANOOP RADHEYSHYAM PANDEY | 2021-03-20 | RO | 1 | N/W PD BLNK PNL;FIBER MULTIMODE | 5324A0002 | M | 212 | 40 | CRE1 | 121 | NB | 20 NOS | 120 | 2400 | 2021-04-19 | 4407296140 | 10 | 2021-03-22
1002507513 | 227-CRM - Electrical Maintenance | 504850-ANOOP RADHEYSHYAM PANDEY | 2021-03-20 | RO | 4 | N/W PASSIVE DEVICE FO CABLE | 6008A0002 | M | 212 | 40 | CRE1 | 121 | NB | 120 M | 30 | 3600 | 2021-04-19 | 4407296140 | 20 | 2021-03-22
1002507513 | 227-CRM - Electrical Maintenance | 504850-ANOOP RADHEYSHYAM PANDEY | 2021-03-20 | RO | 5 | N/W PASSIVE HDPE PIPE/DWC DUCT | 6010A0001 | M | 212 | 40 | CRE1 | 121 | NB | 120 M | 75 | 9000 | 2021-04-19 | 4407296140 | 30 | 2021-03-22
1002507513 | 227-CRM - Electrical Maintenance | 504850-ANOOP RADHEYSHYAM PANDEY | 2021-03-20 | RO | 8 | NW SPARES;SC COUPLER (SM) 6-PORT MODULE | 6186A0091 | M | 212 | 40 | CRE1 | 121 | NB | 10 NOS | 750 | 7500 | 2021-04-19 | 4407296140 | 40 | 2021-03-22
1002507513 | 227-CRM - Electrical Maintenance | 504850-ANOOP RADHEYSHYAM PANDEY | 2021-03-20 | RO | 9 | NW SPARES;SC PIGTAIL SM LSZH NA | 6186A0093 | M | 212 | 40 | CRE1 | 121 | NB | 20 NOS | 245 | 4900 | 2021-04-19 | 4407296140 | 50 | 2021-03-22
1002507513 | 227-CRM - Electrical Maintenance | 504850-ANOOP RADHEYSHYAM PANDEY | 2021-03-20 | RO | 10 | NW SPARES;LC-SC FO PATCH CORD OS2 SM 3M | 6186A0160 | M | 212 | 40 | CRE1 | 121 | NB | 17 NOS | 1273 | 21641 | 2021-04-19 | 4407296140 | 60 | 2021-03-22
1002507532 | 227-CRM - Electrical Maintenance | 504850-ANOOP RADHEYSHYAM PANDEY | 2021-03-20 | RO | 1 | N/W TRANSRECEIVER FIBER MODULE;CISCO | 6015A0001 | M | 212 | 40 | CRE1 | 121 | NB | 1 NOS | 33750 | 33750 | 2021-04-19 | 4407296105 | 10 | 2021-03-22
1002507532 | 227-CRM - Electrical Maintenance | 504850-ANOOP RADHEYSHYAM PANDEY | 2021-03-20 | RO | 2 | NW SPARES;NW SPARES RACK MOUNT LIU 12 P | 6186A0165 | M | 212 | 40 | CRE1 | 121 | NB | 4 NOS | 3530 | 14120 | 2021-04-19 | 4407296105 | 20 | 2021-03-22
1002507538 | 227-CRM - Electrical Maintenance | 504850-ANOOP RADHEYSHYAM PANDEY | 2021-03-20 | RO | 1 | N/W TRANSRECEIVER FIBER MODULE;CISCO | 6015A0001 | M | 212 | 40 | CRE1 | 121 | NB | 1 NOS | 33750 | 33750 | 2021-04-15 | 4407296096 | 10 | 2021-03-22
1002507538 | 227-CRM - Electrical Maintenance | 504850-ANOOP RADHEYSHYAM PANDEY | 2021-03-20 | RO | 2 | NW SPARES;NW SPARES RACK MOUNT LIU 12 P | 6186A0165 | M | 212 | 40 | CRE1 | 121 | NB | 4 NOS | 3530 | 14120 | 2021-04-15 | 4407296096 | 20 | 2021-03-22
1002507543 | 227-CRM - Electrical Maintenance | 504850-ANOOP RADHEYSHYAM PANDEY | 2021-03-20 | RO | 1 | SWTCH NTWRK;1000MBPS81000 MBPS FIBER | 5437A0016 | M | 212 | 40 | CRE1 | 121 | NB | 1 NOS | 31515 | 31515 | 2021-04-19 | 4407296141 | 10 | 2021-03-22
1002507543 | 227-CRM - Electrical Maintenance | 504850-ANOOP RADHEYSHYAM PANDEY | 2021-03-20 | RO | 2 | NW SPARES;SC-SC FO PATCH CORD OM1 MM 5M | 6186A0161 | M | 212 | 40 | CRE1 | 121 | NB | 12 NOS | 1463 | 17556 | 2021-04-19 | 4407296141 | 20 | 2021-03-22
1002507663 | 227-CRM - Electrical Maintenance | 152780-Sushil Kumar Tripathy | 2021-03-20 | PR | 1 | DC VALVE COIL AND CONNECTOR SCHRADER S | 5620A3752 | M | 240 | 40 | CRE1 | 104 | NP | 5 NOS | 2000 | 10000 | 2021-05-04 | 970355361 | 10 | 2021-03-22
1002507675 | 227-CRM - Electrical Maintenance | 152780-Sushil Kumar Tripathy | 2021-03-20 | PR | 1 | FLXBL CNDUIT1PVCFLEXIBLENO ACCESSOR | 5527A0012 | M | 228 | 40 | CRE1 | 104 | NB | 100 M | 49 | 4900 | 2021-04-19 | 920983959 | 10 | 2021-03-22
1002507675 | 227-CRM - Electrical Maintenance | 152780-Sushil Kumar Tripathy | 2021-03-20 | PR | 2 | FLXBL CNDUIT1-1/2PVCFLEXIBLENO ACCE | 5527A0013 | M | 228 | 40 | CRE1 | 104 | NB | 100 M | 95 | 9500 | 2021-04-19 | 920983959 | 20 | 2021-03-22
1002507675 | 227-CRM - Electrical Maintenance | 152780-Sushil Kumar Tripathy | 2021-03-20 | PR | 3 | FLXBL CNDUIT2PVCFLEXIBLENO ACCESSOR | 5527A0014 | M | 228 | 40 | CRE1 | 104 | NB | 100 M | 110 | 11000 | 2021-04-19 | 920983959 | 30 | 2021-03-22
1002507675 | 227-CRM - Electrical Maintenance | 152780-Sushil Kumar Tripathy | 2021-03-20 | PR | 4 | FLXBL CNDUIT;1/2INPVCFLEXIBLE | 5527A0015 | M | 227 | 40 | CRE1 | 104 | NB | 200 M | 100 | 20000 | 2021-04-19 | 920983958 | 10 | 2021-03-22
1002507675 | 227-CRM - Electrical Maintenance | 152780-Sushil Kumar Tripathy | 2021-03-20 | PR | 5 | SUBMSBL PMP;25 M40 M3/HRVOLUTE 2.5 KG | 5449A0160 | M | 284 | 40 | CRE1 | 104 | NB | 2 NOS | 20000 | 40000 | 2021-04-19 | 920983957 | 10 | 2021-03-22
1002507880 | 227-CRM - Electrical Maintenance | 504850-ANOOP RADHEYSHYAM PANDEY | 2021-03-22 | PR | 1 | PR SWTCH;INTEGRATED PRESSURE CELL | 5499A0203 | M | 256 | 40 | CRE1 | 104 | NB | 2 NOS | 22578 | 45156 | 2021-04-30 | 920983965 | 10 | 2021-03-22
1002507882 | 227-CRM - Electrical Maintenance | 504850-ANOOP RADHEYSHYAM PANDEY | 2021-03-22 | RO | 1 | SUGAR | 1044A0020 | M | 218 | 40 | CRMO | 133 | NB | 30 KG | 42.29 | 1268.7 | 2021-03-30 | 4407316855 | 10 | 2021-03-28
1002507882 | 227-CRM - Electrical Maintenance | 504850-ANOOP RADHEYSHYAM PANDEY | 2021-03-22 | RO | 2 | CANTEEN EDIBLES ( milk ) | 1044A0051 | M | 218 | 40 | CRMO | 133 | NB | 30 KG | 464.35 | 13930.5 | 2021-03-30 | 4407316855 | 20 | 2021-03-28
1002507882 | 227-CRM - Electrical Maintenance | 504850-ANOOP RADHEYSHYAM PANDEY | 2021-03-22 | RO | 3 | CANTEEN EDIBLES TATA TEA | 1044A0053 | M | 218 | 40 | CRMO | 133 | NB | 15 KG | 435.83 | 6537.45 | 2021-03-30 | 4407316855 | 30 | 2021-03-28
1002507883 | 227-CRM - Electrical Maintenance | 504850-ANOOP RADHEYSHYAM PANDEY | 2021-03-22 | PR | 1 | SPL INST;ROLL INSPECTION CONTROLLER CO | 6049A0168 | M | 256 | 40 | CRE1 | 107 | NB | 1 NOS | 1883814.55 | 1883814.55 | 2021-07-30 | 921002494 | 10 | 2021-05-07
1002508567 | 227-CRM - Electrical Maintenance | 149329-RAVI SHEKHAR | 2021-03-22 | PR | 1 | DISPLAY CARD HITACHI HIVECTOL-VSI HME | 5542A2201 | M | 240 | 40 | CRE1 | 101 | NP | 4 NOS | 16613 | 66452 | 2021-04-21 | 970357194 | 10 | 2021-04-05
1002508567 | 227-CRM - Electrical Maintenance | 149329-RAVI SHEKHAR | 2021-03-22 | PR | 2 | CT PCB HITACHI IGSH105 HRD 440B HITA | 5542A2351 | M | 240 | 40 | CRE1 | 101 | NP | 2 NOS | 43798 | 87596 | 2021-04-21 | 970357194 | 20 | 2021-04-05
1002508567 | 227-CRM - Electrical Maintenance | 149329-RAVI SHEKHAR | 2021-03-22 | PR | 3 | INTERFACE CARD HITACHI IGSH105 HRD 43 | 5542A2352 | M | 240 | 40 | CRE1 | 101 | NP | 2 NOS | 16217 | 32434 | 2021-04-21 | 970357194 | 30 | 2021-04-05
1002508567 | 227-CRM - Electrical Maintenance | 149329-RAVI SHEKHAR | 2021-03-22 | PR | 4 | CHARGING CONTROL HITACHI IGSH16T HRD | 5542A2353 | M | 240 | 40 | CRE1 | 101 | NP | 1 NOS | 34881 | 34881 | 2021-04-21 | 970357194 | 40 | 2021-04-05
1002508567 | 227-CRM - Electrical Maintenance | 149329-RAVI SHEKHAR | 2021-03-22 | PR | 5 | POWER SUPPLY CARD HITACHI IGSH16T HRD | 5542A2354 | M | 240 | 40 | CRE1 | 101 | NP | 2 NOS | 31085 | 62170 | 2021-04-21 | 970357194 | 50 | 2021-04-05
1002508567 | 227-CRM - Electrical Maintenance | 149329-RAVI SHEKHAR | 2021-03-22 | PR | 6 | AVR PCB HITACHI IGSH16T HRD 436 HITA | 5542A2360 | M | 240 | 40 | CRE1 | 101 | NP | 5 NOS | 58189 | 290945 | 2021-04-21 | 970357194 | 60 | 2021-04-05
1002508567 | 227-CRM - Electrical Maintenance | 149329-RAVI SHEKHAR | 2021-03-22 | PR | 7 | DIGITAL I/O BOARD HITACHI IGSH105 HRD | 5542A2361 | M | 240 | 40 | CRE1 | 101 | NP | 3 NOS | 16000 | 48000 | 2021-04-21 | 970357194 | 70 | 2021-04-05
1002508567 | 227-CRM - Electrical Maintenance | 149329-RAVI SHEKHAR | 2021-03-22 | PR | 8 | 52M MAIN CKT. CTT HITACHI IGSH200T1 A | 5542A2362 | M | 240 | 40 | CRE1 | 101 | NP | 5 NOS | 70584 | 352920 | 2021-04-21 | 970357194 | 80 | 2021-04-05
1002508567 | 227-CRM - Electrical Maintenance | 149329-RAVI SHEKHAR | 2021-03-22 | PR | 9 | CONTROL PCB HITACHI IGSH16T HME 932 | 5542A2363 | M | 240 | 40 | CRE1 | 101 | NP | 2 NOS | 165999 | 331998 | 2021-04-21 | 970357194 | 90 | 2021-04-05
1002508567 | 227-CRM - Electrical Maintenance | 149329-RAVI SHEKHAR | 2021-03-22 | PR | 10 | CT PCB HITACHI IGSH16T HRD 437 HITAC | 5542A2364 | M | 240 | 40 | CRE1 | 101 | NP | 5 NOS | 29696 | 148480 | 2021-04-21 | 970357194 | 100 | 2021-04-05
1002508567 | 227-CRM - Electrical Maintenance | 149329-RAVI SHEKHAR | 2021-03-22 | PR | 12 | DRV SPR;AC MAGNETIC CONTACTORHITACHI | 5542A0650 | M | 240 | 40 | CRE1 | 101 | NP | 5 NOS | 37513 | 187565 | 2021-04-22 | 970357194 | 110 | 2021-04-05
1002508567 | 227-CRM - Electrical Maintenance | 149329-RAVI SHEKHAR | 2021-03-22 | PR | 13 | IGBT PCB-1 HITACHI IGSH16T FS150R12PT | 5542A2355 | M | 240 | 40 | CRE1 | 101 | NP | 6 NOS | 24026 | 144156 | 2021-04-22 | 970357194 | 120 | 2021-04-05
1002508567 | 227-CRM - Electrical Maintenance | 149329-RAVI SHEKHAR | 2021-03-22 | PR | 14 | SNUBBER FOR 52M & 72 HITACHI IGSH16T | 5542A2356 | M | 240 | 40 | CRE1 | 101 | NP | 5 NOS | 1897 | 9485 | 2021-04-22 | 970357194 | 130 | 2021-04-05
1002508567 | 227-CRM - Electrical Maintenance | 149329-RAVI SHEKHAR | 2021-03-22 | PR | 15 | 72 PRE CHARGE CTT HITACHI IGSH105 A40 | 5542A2357 | M | 240 | 40 | CRE1 | 101 | NP | 3 NOS | 7038 | 21114 | 2021-04-22 | 970357194 | 140 | 2021-04-05
1002508567 | 227-CRM - Electrical Maintenance | 149329-RAVI SHEKHAR | 2021-03-22 | PR | 16 | IGBT SNUBBER HITACHI IGSH16T MP-4 H4 | 5542A2358 | M | 240 | 40 | CRE1 | 101 | NP | 6 NOS | 1189 | 7134 | 2021-04-22 | 970357194 | 150 | 2021-04-05
1002508567 | 227-CRM - Electrical Maintenance | 149329-RAVI SHEKHAR | 2021-03-22 | PR | 17 | IGBT PCB-2 HITACHI IGSH105 FS200R12PT | 5542A2359 | M | 240 | 40 | CRE1 | 101 | NP | 3 NOS | 23633 | 70899 | 2021-04-22 | 970357194 | 160 | 2021-04-05
1002508567 | 227-CRM - Electrical Maintenance | 149329-RAVI SHEKHAR | 2021-03-22 | PR | 20 | POWER CONTACTOR 50A TP1 NO 1SBL351001R | 5750A3297 | M | 523 | 40 | CRE1 | 104 | NP | 5 NOS | 9156 | 45780 | 2021-04-22 | 970357195 | 10 | 2021-04-05
1002508567 | 227-CRM - Electrical Maintenance | 149329-RAVI SHEKHAR | 2021-03-22 | PR | 22 | FUSE 80A FERRAZ SHAWMUT FUSE HRC 6.9U | 5850A0080 | M | 225 | 40 | CRE1 | 104 | NP | 8 NOS | 1367 | 10936 | 2021-04-22 | 970357195 | 20 | 2021-04-05
1002508567 | 227-CRM - Electrical Maintenance | 149329-RAVI SHEKHAR | 2021-03-22 | PR | 23 | FUSE 250A FERRAZ SHAWMUT FUSE HRC 6.9 | 5850A0081 | M | 225 | 40 | CRE1 | 104 | NP | 5 NOS | 2347 | 11735 | 2021-04-22 | 970357195 | 30 | 2021-04-05
1002508591 | 227-CRM - Electrical Maintenance | 198458-ANUPAM ANAND DUBEY | 2021-03-22 | RO | 1 | LFT SPR;PCB ASY_MPUS_SMD VER_TIC-II | 5669A0009 | M | 230 | 40 | CRE1 | 101 | NB | 1 NOS | 38238 | 38238 | 2021-04-21 | 4407320989 | 10 | 2021-03-29
1002508591 | 227-CRM - Electrical Maintenance | 198458-ANUPAM ANAND DUBEY | 2021-03-22 | RO | 2 | LFT SPR;CABIN FAN 300MM SWEEP | 5669A0042 | M | 230 | 40 | CRE1 | 101 | NB | 2 NOS | 7638 | 15276 | 2021-04-21 | 4407320989 | 20 | 2021-03-29
1002508770 | 227-CRM - Electrical Maintenance | 197370-KOUSHIK DEY | 2021-03-22 | RO | 1 | DRV SPR;CONTROL BOARDABB | 5542A0828 | M | 240 | 40 | CRE1 | 101 | NB | 3 NOS | 75300 | 225900 | 2021-04-21 | 4407390154 | 10 | 2021-04-14
1002508782 | 227-CRM - Electrical Maintenance | 197370-KOUSHIK DEY | 2021-03-22 | RO | 1 | DRV SPRMAIN CIRCABBAINT-14CAINT-14C | 5542A0114 | M | 240 | 40 | CRE1 | 101 | NB | 2 NOS | 54100 | 108200 | 2021-05-21 | 4407390155 | 10 | 2021-04-14
1002508812 | 227-CRM - Electrical Maintenance | 504850-ANOOP RADHEYSHYAM PANDEY | 2021-03-22 | PR | 1 | OPTL PHTSNSR;RETRO-REFLECTIVE SENSOR LE | 5940A0079 | M | 256 | 40 | CRE1 | 104 | NB | 5 NOS | 9800 | 49000 | 2021-04-21 | 920984463 | 10 | 2021-03-23
1002508814 | 227-CRM - Electrical Maintenance | 504850-ANOOP RADHEYSHYAM PANDEY | 2021-03-22 | PR | 1 | LMT SWTCH;SNAP ACTIONNORMAL | 5613A0240 | M | 234 | 40 | CRE1 | 104 | NB | 5 NOS | 8000 | 40000 | 2021-04-21 | 920984464 | 10 | 2021-03-23
1002508815 | 227-CRM - Electrical Maintenance | 504850-ANOOP RADHEYSHYAM PANDEY | 2021-03-22 | PR | 1 | OPTL PHTSNSR;REMOTE OPTICAL HEAD LASER | 5940A0078 | M | 256 | 40 | CRE1 | 104 | NB | 4 NOS | 12000 | 48000 | 2021-04-21 | 920984467 | 10 | 2021-03-23
1002508816 | 227-CRM - Electrical Maintenance | 504850-ANOOP RADHEYSHYAM PANDEY | 2021-03-22 | PR | 4 | PROXMTY;CAPACITIVE15MM10-35VDCIP30 | 5885A0340 | M | 234 | 40 | CRE1 | 104 | NB | 10 NOS | 2450 | 24500 | 2021-04-21 | 920984525 | 10 | 2021-03-23
1002508816 | 227-CRM - Electrical Maintenance | 504850-ANOOP RADHEYSHYAM PANDEY | 2021-03-22 | PR | 6 | PROXMTY;INDUCTIVE 4 MM10-30 VIP67 RE | 5885A0467 | M | 234 | 40 | CRE1 | 104 | NB | 10 NOS | 2450 | 24500 | 2021-04-21 | 920984525 | 20 | 2021-03-23
1002508817 | 227-CRM - Electrical Maintenance | 504850-ANOOP RADHEYSHYAM PANDEY | 2021-03-22 | PR | 1 | PROXMTY;CAPACITIVE AC / DC -25 TO 80 o | 5885A0361 | M | 234 | 40 | CRE1 | 104 | NB | 4 NOS | 12000 | 48000 | 2021-04-21 | 920984472 | 10 | 2021-03-23
1002508818 | 227-CRM - Electrical Maintenance | 504850-ANOOP RADHEYSHYAM PANDEY | 2021-03-22 | PR | 1 | PR SWTCH;DIAPHRAM0 - 6BARSPDT | 5499A0234 | M | 256 | 40 | CRE1 | 104 | NB | 3 NOS | 16500 | 49500 | 2021-04-21 | 920984488 | 10 | 2021-03-23
1002508821 | 227-CRM - Electrical Maintenance | 504850-ANOOP RADHEYSHYAM PANDEY | 2021-03-22 | PR | 1 | PROXMTY;MAGNETIC REED SWITCH 10 MM5- | 5885A0473 | M | 234 | 40 | CRE1 | 104 | NB | 3 NOS | 16500 | 49500 | 2021-04-21 | 920984470 | 10 | 2021-03-23
1002509144 | 227-CRM - Electrical Maintenance | 149329-RAVI SHEKHAR | 2021-03-23 | PR | 1 | EL SKT/PLG;32AAMAPLAST5 | 5701A0153 | M | 227 | 40 | CRE1 | 104 | NB | 10 NOS | 1000 | 10000 | 2021-04-22 | 920985600 | 10 | 2021-03-27
1002509144 | 227-CRM - Electrical Maintenance | 149329-RAVI SHEKHAR | 2021-03-23 | PR | 2 | EL SKT/PLG;32 APOLYAMIDE 6 4 SOCKET | 5701A0276 | M | 227 | 40 | CRE1 | 104 | NB | 10 NOS | 1000 | 10000 | 2021-04-22 | 920985600 | 20 | 2021-03-27
1002509144 | 227-CRM - Electrical Maintenance | 149329-RAVI SHEKHAR | 2021-03-23 | PR | 3 | SW GR&CB SPRCONTACT KITTELEMECANIQUEC | 5872A1623 | M | 234 | 40 | CRE1 | 104 | NB | 3 NOS | 27285.71 | 81857.13 | 2021-05-21 | 920985599 | 10 | 2021-03-27
1002510327 | 227-CRM - Electrical Maintenance | 149329-RAVI SHEKHAR | 2021-03-26 | PR | 2 | AVTN LAMP;15WTOP MOUNTEDSCREW TYPE | 5043A0002 | M | 229 | 40 | CRE1 | 104 | NP | 1 SET | 19000 | 19000 | 2021-04-25 | 970356130 | 10 | 2021-03-29
1002510327 | 227-CRM - Electrical Maintenance | 149329-RAVI SHEKHAR | 2021-03-26 | PR | 3 | FLAME PROOF LED FITTING MOONSTAR 45W | 5713A0448 | M | 229 | 40 | CRE1 | 104 | NP | 20 NOS | 3200 | 64000 | 2021-04-25 | 970356130 | 20 | 2021-03-29
1002510856 | 227-CRM - Electrical Maintenance | 121461-R K Sachan | 2021-03-26 | RO | 1 | SAFE;LV ARC FLASH JACKETSBLUE | 5854A0023 | M | 290 | 40 | CRE1 | 100 | NB | 5 NOS | 765 | 3825 | 2021-05-06 | 4407307918 | 10 | 2021-03-26
1002511572 | 227-CRM - Electrical Maintenance | 149329-RAVI SHEKHAR | 2021-03-27 | RO | 1 | SUGAR | 1044A0020 | M | 218 | 40 | CRMO | 133 | NB | 10 KG | 42.29 | 422.9 | 2021-03-30 | 4407319842 | 10 | 2021-03-29
1002511572 | 227-CRM - Electrical Maintenance | 149329-RAVI SHEKHAR | 2021-03-27 | RO | 2 | CANTEEN EDIBLES ( milk ) | 1044A0051 | M | 218 | 40 | CRMO | 133 | NB | 16 KG | 464.35 | 7429.6 | 2021-03-30 | 4407319842 | 20 | 2021-03-29
1002511572 | 227-CRM - Electrical Maintenance | 149329-RAVI SHEKHAR | 2021-03-27 | RO | 3 | CANTEEN EDIBLES TATA TEA | 1044A0053 | M | 218 | 40 | CRMO | 133 | NB | 5 KG | 435.83 | 2179.15 | 2021-03-30 | 4407319842 | 30 | 2021-03-29
1002511620 | 227-CRM - Electrical Maintenance | 153574-Pankaj Kumar | 2021-03-27 | PR | 1 | CNTRLR;JOYSTICK CONTROLLER 220 VACDIGI | 5495A0199 | M | 240 | 40 | CRE1 | 104 | NP | 9 NOS | 4500 | 40500 | 2021-04-30 | 970356137 | 10 | 2021-03-29
1002512224 | 227-CRM - Electrical Maintenance | 149329-RAVI SHEKHAR | 2021-03-30 | RO | 1 | ED USER COM SPR;BLACK CARTRIDGEPRINTER | 5309A0108 | M | 212 | 40 | CRMO | 121 | NB | 2 NOS | 4000 | 8000 | 2021-04-29 | 4407325653 | 10 | 2021-03-30
1002512224 | 227-CRM - Electrical Maintenance | 149329-RAVI SHEKHAR | 2021-03-30 | PR | 2 | COMTR SPR;CARTRIDGEHP | 5309A0433 | M | 212 | 40 | CRMO | 121 | NB | 2 NOS | 5000 | 10000 | 2021-04-29 | 920986824 | 10 | 2021-03-30
1002512224 | 227-CRM - Electrical Maintenance | 149329-RAVI SHEKHAR | 2021-03-30 | PR | 3 | COMTR SPR;CARTRIDGEHP | 5309A0434 | M | 212 | 40 | CR01 | 121 | NB | 2 NOS | 5000 | 10000 | 2021-04-29 | 920986824 | 20 | 2021-03-30
1002512224 | 227-CRM - Electrical Maintenance | 149329-RAVI SHEKHAR | 2021-03-30 | PR | 4 | COMTR SPR;CARTRIDGEHPCARTRIDGE YELLOW | 5309A0435 | M | 212 | 40 | CRMO | 121 | NB | 2 NOS | 5000 | 10000 | 2021-04-29 | 920986824 | 30 | 2021-03-30
1002512477 | 227-CRM - Electrical Maintenance | 149329-RAVI SHEKHAR | 2021-03-30 | PR | 1 | ELTRNC CARD;INVERTER | 5540A0907 | M | 240 | 40 | CRE1 | 101 | NP | 3 NOS | 452700 | 1358100 | 2021-04-29 | 970357188 | 10 | 2021-04-05
1002512944 | 227-CRM - Electrical Maintenance | 149329-RAVI SHEKHAR | 2021-03-30 | PR | 1 | ED USER COM SPR | 5309A0085 | M | 212 | 40 | CRE1 | 121 | NB | 2 NOS | 7000 | 14000 | 2021-04-29 | 920987283 | 10 | 2021-03-31
1002512944 | 227-CRM - Electrical Maintenance | 149329-RAVI SHEKHAR | 2021-03-30 | PR | 2 | LCD SCREEN LENOVO LAPTOP LENOVO X2 | 5309A1023 | M | 212 | 40 | CRE1 | 121 | NB | 1 NOS | 15665 | 15665 | 2021-04-29 | 920987283 | 20 | 2021-03-31
1002512944 | 227-CRM - Electrical Maintenance | 149329-RAVI SHEKHAR | 2021-03-30 | PR | 3 | LAPTOP HDD HIGH LEVEL HP/LENOVO LAPTO | 5309A1415 | M | 212 | 40 | CRE1 | 121 | NB | 1 NOS | 8000 | 8000 | 2021-04-29 | 920987283 | 30 | 2021-03-31
1002513099 | 227-CRM - Electrical Maintenance | 500111-PRAMOD PRASAD | 2021-03-31 | PR | 1 | TRF ACCS;TRANSFORMER BUSHINGSHIHENTECH | 5626A0216 | M | 236 | 40 | CRE1 | 101 | NP | 1 SET | 3000000 | 3000000 | 2021-04-06 | 970357818 | 10 | 2021-04-08
1002513275 | 227-CRM - Electrical Maintenance | 119449-Swapan K Das | 2021-03-31 | PR | 1 | UV FLAME SCANNER DURAG ARP BURNER FLA | 5956A2634 | M | 256 | 40 | 227R | 107 | NP | 1 NOS | 383314.8 | 383314.8 | 2021-03-31 | 970360721 | 10 | 2021-04-27
1002513501 | 227-CRM - Electrical Maintenance | 504850-ANOOP RADHEYSHYAM PANDEY | 2021-03-31 | PR | 1 | HOSENON MTLLC;NBR40KG/CM2OXYGEN | 5823A3355 | M | 254 | 40 | CRE1 | 104 | NB | 8 NOS | 6200 | 49600 | 2021-04-30 | 920987325 | 10 | 2021-03-31
1002513505 | 227-CRM - Electrical Maintenance | 504850-ANOOP RADHEYSHYAM PANDEY | 2021-03-31 | PR | 1 | NMTLC HOSE;NBR 10 BARPROPANE 9.7 MM1 | 5823A5145 | M | 254 | 40 | CRE1 | 104 | NB | 3 NOS | 14000 | 42000 | 2021-04-30 | 920987320 | 10 | 2021-03-31
1002513507 | 227-CRM - Electrical Maintenance | 504850-ANOOP RADHEYSHYAM PANDEY | 2021-03-31 | PR | 1 | HOSENON MTLLC;NBR276KG/CM2 | 5823A3072 | M | 254 | 40 | CR01 | 104 | NB | 8 NOS | 6200 | 49600 | 2021-04-15 | 920987289 | 10 | 2021-03-31
1002513861 | 227-CRM - Electrical Maintenance | 152780-Sushil Kumar Tripathy | 2021-03-31 | PR | 1 | SNUBBER FOR 52M & 72 HITACHI IGSH16T | 5542A2356 | M | 240 | 40 | CRE1 | 104 | NP | 85 NOS | 1000 | 85000 | 2021-04-30 | 970357192 | 10 | 2021-04-05
1002513866 | 227-CRM - Electrical Maintenance | 152780-Sushil Kumar Tripathy | 2021-03-31 | PR | 2 | SW GR&CB SPRRC CIRCUITABBCONTACTOR1S | 5872A0252 | M | 234 | 40 | CRE1 | 104 | NP | 85 NOS | 1000 | 85000 | 2021-04-30 | 970357198 | 10 | 2021-04-05
1002514426 | 227-CRM - Electrical Maintenance | 121461-R K Sachan | 2021-04-01 | PR | 1 | O-RING VITON722MM6.5MM735MM72SHORE | 5395A0164 | M | 279 | 40 | CRE1 | 104 | NB | 8 NOS | 1500 | 12000 | 2021-04-29 | 920990100 | 10 | 2021-04-07
1002514490 | 227-CRM - Electrical Maintenance | 121461-R K Sachan | 2021-04-01 | RO | 1 | EL T&M INST | 5189A0089 | M | 235 | 40 | CRE1 | 101 | NB | 10 NOS | 7170 | 71700 | 2021-05-01 | 4407437355 | 10 | 2021-04-25
1002514505 | 227-CRM - Electrical Maintenance | 123226-Mr Swapan Bera | 2021-04-01 | PR | 1 | POWER COLLECTOR ENGINEERING SPARES OF I | 5531A0863 | M | 241 | 40 | CRE1 | 101 | NP | 200 NOS | 2550 | 510000 | 2021-05-01 | 970360554 | 10 | 2021-04-26
1002515174 | 227-CRM - Electrical Maintenance | 197370-KOUSHIK DEY | 2021-04-02 | PR | 1 | JOYSTICK CONTROLLER MULTI AXIS XD2PA24 | 5089A3461 | M | 275 | 40 | CRE1 | 104 | NB | 1 NOS | 4237.88 | 4237.88 | 2021-04-17 | 920989131 | 10 | 2021-04-05
1002515431 | 227-CRM - Electrical Maintenance | 197370-KOUSHIK DEY | 2021-04-02 | RO | 1 | EL T&M INST | 5189A0089 | M | 235 | 40 | CR85 | 104 | NB | 5 NOS | 7170 | 35850 | 2021-05-02 | 4407349202 | 10 | 2021-04-05
1002515569 | 227-CRM - Electrical Maintenance | 500111-PRAMOD PRASAD | 2021-04-02 | PR | 1 | RELAY ACCSMICOM P122 RELAYAREVAP122N | 5341A0029 | M | 232 | 40 | CRE1 | 104 | NP | 2 NOS | 38000 | 76000 | 2021-04-15 | 970358818 | 10 | 2021-04-14
1002515896 | 227-CRM - Electrical Maintenance | 149329-RAVI SHEKHAR | 2021-04-03 | PR | 1 | CGL2 SURFACE INSPECTION SYSTEM BOARD LE | 5540A1567 | M | 240 | 40 | CR93 | 107 | NP | 2 NOS | 65893.2 | 131786.4 | 2021-06-02 | 970357367 | 10 | 2021-04-06
1002515896 | 227-CRM - Electrical Maintenance | 149329-RAVI SHEKHAR | 2021-04-03 | PR | 2 | CGL2 SURFACE INSPECTION SYSTEM BOARD LE | 5540A1566 | M | 240 | 40 | CR93 | 107 | NP | 4 NOS | 55426.19 | 221704.76 | 2021-06-02 | 970357367 | 20 | 2021-04-06
1002515998 | 227-CRM - Electrical Maintenance | 149329-RAVI SHEKHAR | 2021-04-03 | PR | 1 | SERVO VALVE CONNECTOR MOOG CC74451-01- | 5620A3753 | M | 240 | 40 | CRE1 | 101 | NP | 5 NOS | 5000 | 25000 | 2021-10-11 | 970382080 | 10 | 2021-09-10
1002515998 | 227-CRM - Electrical Maintenance | 149329-RAVI SHEKHAR | 2021-04-03 | PR | 2 | SERVO VALVE CONNECTOR MOOG CC74451-02- | 5620A3758 | M | 240 | 40 | CRE1 | 101 | NP | 5 NOS | 20000 | 100000 | 2021-05-18 | 970382080 | 20 | 2021-09-10
1002516038 | 227-CRM - Electrical Maintenance | 121461-R K Sachan | 2021-04-03 | PR | 1 | O-RING;VITON 138 MM4 MM146 MM70 | 5395A1019 | M | 279 | 40 | CRE1 | 104 | NB | 14 NOS | 100 | 1400 | 2021-04-30 | 920990112 | 10 | 2021-04-07
1002516038 | 227-CRM - Electrical Maintenance | 121461-R K Sachan | 2021-04-03 | PR | 2 | O-RING;VITON 342 MM5 MM352 MM70 | 5395A1025 | M | 279 | 40 | CRE1 | 104 | NB | 14 NOS | 300 | 4200 | 2021-04-30 | 920990112 | 20 | 2021-04-07
1002516038 | 227-CRM - Electrical Maintenance | 121461-R K Sachan | 2021-04-03 | PR | 3 | O-RING;VITON 145 MM5 MM155 MM70 | 5395A1026 | M | 279 | 40 | CRE1 | 104 | NB | 14 NOS | 100 | 1400 | 2021-04-30 | 920990112 | 30 | 2021-04-07
1002516038 | 227-CRM - Electrical Maintenance | 121461-R K Sachan | 2021-04-03 | PR | 4 | O-RING;VITON 340 MM6 MM352 MM70 | 5395A1059 | M | 279 | 40 | CRE1 | 104 | NB | 14 NOS | 400 | 5600 | 2021-04-30 | 920990112 | 40 | 2021-04-07
1002516038 | 227-CRM - Electrical Maintenance | 121461-R K Sachan | 2021-04-03 | PR | 5 | O-RING;VITON 390 MM6 MM402 MM70 | 5395A1060 | M | 279 | 40 | CRE1 | 104 | NB | 14 NOS | 400 | 5600 | 2021-04-30 | 920990112 | 50 | 2021-04-07
1002516038 | 227-CRM - Electrical Maintenance | 121461-R K Sachan | 2021-04-03 | PR | 6 | O-RING;VITON 455 MM6 MM467 MM70 | 5395A1061 | M | 279 | 40 | CRE1 | 104 | NB | 14 NOS | 500 | 7000 | 2021-04-30 | 920990112 | 60 | 2021-04-07
1002516038 | 227-CRM - Electrical Maintenance | 121461-R K Sachan | 2021-04-03 | PR | 7 | O-RING;VITON 290 MM5 MM300 MM70 | 5395A1062 | M | 279 | 40 | CRE1 | 104 | NB | 14 NOS | 300 | 4200 | 2021-04-30 | 920990112 | 70 | 2021-04-07
1002516038 | 227-CRM - Electrical Maintenance | 121461-R K Sachan | 2021-04-03 | PR | 8 | O-RING;VITON 200 MM4 MM208 MM70 | 5395A1063 | M | 279 | 40 | CRE1 | 104 | NB | 14 NOS | 200 | 2800 | 2021-04-30 | 920990112 | 80 | 2021-04-07
1002516435 | 227-CRM - Electrical Maintenance | 197370-KOUSHIK DEY | 2021-04-04 | PR | 1 | DRY CEL;PENCIL 1/2 AA 3.6 V1.2 AM | 5442A0112 | M | 221 | 40 | CRE1 | 104 | NB | 4 NOS | 1000 | 4000 | 2021-05-04 | 920989123 | 10 | 2021-04-05
1002516498 | 227-CRM - Electrical Maintenance | 121461-R K Sachan | 2021-04-05 | RO | 1 | SUGAR | 1044A0020 | M | 218 | 40 | CRMO | 133 | NB | 16 KG | 42.29 | 676.64 | 2021-04-06 | 4407349503 | 10 | 2021-04-05
1002516498 | 227-CRM - Electrical Maintenance | 121461-R K Sachan | 2021-04-05 | RO | 2 | CANTEEN EDIBLES ( milk ) | 1044A0051 | M | 218 | 40 | CRMO | 133 | NB | 16 KG | 464.35 | 7429.6 | 2021-04-06 | 4407349503 | 20 | 2021-04-05
1002517370 | 227-CRM - Electrical Maintenance | 149329-RAVI SHEKHAR | 2021-04-06 | PR | 1 | CABLE ASSEMBLY RIBBON CONNECT HITACHI | 5620A3630 | M | 240 | 40 | CRE1 | 101 | NP | 2 NOS | 89000 | 178000 | 2021-06-05 | 970357559 | 10 | 2021-04-07
1002518435 | 227-CRM - Electrical Maintenance | 153574-Pankaj Kumar | 2021-04-07 | RO | 1 | KOOL TWISTER 5 LTRS MILTON | 2398A0116 | M | 276 | 40 | CRMO | 133 | NB | 2 NOS | 520 | 1040 | 2021-04-14 | 4407358014 | 10 | 2021-04-07
1002518786 | 227-CRM - Electrical Maintenance | 123226-Mr Swapan Bera | 2021-04-07 | PR | 2 | ELECT SOCKT/PLG;63AMETALLIC19SOCKET | 5701A0107 | M | 227 | 40 | CRE1 | 133 | NP | 18 NOS | 20000 | 360000 | 2021-06-06 | 970360553 | 10 | 2021-04-26
1002518786 | 227-CRM - Electrical Maintenance | 123226-Mr Swapan Bera | 2021-04-07 | PR | 3 | ELECT SOCKT/PLG;63AMETALLIC19PLUG | 5701A0108 | M | 227 | 40 | CRE1 | 133 | NP | 25 NOS | 13000 | 325000 | 2021-06-06 | 970360553 | 20 | 2021-04-26
1002518811 | 227-CRM - Electrical Maintenance | 123226-Mr Swapan Bera | 2021-04-07 | PR | 1 | GREASE;BARIUM COMPLEX SOAP 12MM2/S AT | 5720A0093 | M | 260 | 40 | CRE1 | 104 | NB | 12 KG | 7746.62 | 92959.44 | 2021-05-07 | 920997710 | 10 | 2021-04-25
1002519184 | 227-CRM - Electrical Maintenance | 149329-RAVI SHEKHAR | 2021-04-08 | RO | 1 | SOFTWARE;TRUE IMAGE ACRONIS CLIENT LIC | 5276A0216 | M | 212 | 40 | CRE1 | 121 | NB | 3 NOS | 3800 | 11400 | 2021-04-19 | 4407380655 | 10 | 2021-04-12
1002519418 | 227-CRM - Electrical Maintenance | 119449-Swapan K Das | 2021-04-08 | PR | 1 | PORTABLE HAND DRILL MACHINE DEWALT DWD | 5918A0920 | M | 262 | 40 | CR01 | 104 | NP | 1 NOS | 13000 | 13000 | 2021-05-08 | 970365323 | 10 | 2021-05-27
1002519484 | 227-CRM - Electrical Maintenance | 121461-R K Sachan | 2021-04-08 | RO | 1 | FIRWAL;FORTIGATE 100E SERIES FORTINATE | 6017A0017 | M | 212 | 40 | CRE1 | 121 | NB | 5 NOS | 140000 | 700000 | 2021-05-08 | 4407390200 | 10 | 2021-04-14
1002519837 | 227-CRM - Electrical Maintenance | 149329-RAVI SHEKHAR | 2021-04-08 | RO | 2 | VISOR;205 X 390 MM1 MMCLEAR POLYCARB | 5370A0016 | M | 290 | 40 | CRE1 | 100 | NB | 20 NOS | 38 | 760 | 2021-05-27 | 4407504834 | 10 | 2021-05-11
1002519837 | 227-CRM - Electrical Maintenance | 149329-RAVI SHEKHAR | 2021-04-08 | RO | 3 | DRV SPR;CONTROL BOARDABBDSSB01-C | 5542A0759 | M | 240 | 40 | CRE1 | 101 | NB | 1 NOS | 135500 | 135500 | 2021-06-07 | 4407504835 | 10 | 2021-05-11
1002520701 | 227-CRM - Electrical Maintenance | 198458-ANUPAM ANAND DUBEY | 2021-04-09 | RO | 2 | ORS POWDER SACHETS OF 21 GMS. NOS | 5733A0083 | M | 218 | 40 | CRE1 | 133 | NB | 200 PAK | 3.95 | 790 | 2021-05-09 | 4407380713 | 10 | 2021-04-12
1002521169 | 227-CRM - Electrical Maintenance | 121461-R K Sachan | 2021-04-10 | PR | 1 | IND LAMP;RED 230 VACINDICATION LAMP | 5868A0184 | M | 229 | 40 | CRE1 | 104 | NB | 30 NOS | 700 | 21000 | 2021-05-10 | 920992219 | 10 | 2021-04-12
1002521175 | 227-CRM - Electrical Maintenance | 121461-R K Sachan | 2021-04-10 | PR | 1 | O-RING VITON722MM6.5MM735MM72SHORE | 5395A0164 | M | 279 | 40 | CRE1 | 104 | NB | 30 NOS | 1500 | 45000 | 2021-05-08 | 920992225 | 10 | 2021-04-12
1002521185 | 227-CRM - Electrical Maintenance | 121461-R K Sachan | 2021-04-10 | PR | 1 | HOTR;ELECTRONIC SINGLE 100 DB AT 1 MET | 5048A0031 | M | 233 | 40 | CRE1 | 104 | NB | 1 NOS | 10000 | 10000 | 2021-05-10 | 920992222 | 10 | 2021-04-12
1002521185 | 227-CRM - Electrical Maintenance | 121461-R K Sachan | 2021-04-10 | PR | 2 | HOOTER;ELECTRONICSINGLE1KM220VSTEEL | 5048A0005 | M | 233 | 40 | CRE1 | 104 | NB | 5 NOS | 8000 | 40000 | 2021-05-10 | 920992222 | 20 | 2021-04-12
1002521204 | 227-CRM - Electrical Maintenance | 198458-ANUPAM ANAND DUBEY | 2021-04-10 | RO | 1 | SUGAR | 1044A0020 | M | 218 | 40 | CRMO | 133 | NB | 10 KG | 42.29 | 422.9 | 2021-04-17 | 4407381191 | 10 | 2021-04-12
1002521204 | 227-CRM - Electrical Maintenance | 198458-ANUPAM ANAND DUBEY | 2021-04-10 | RO | 2 | CANTEEN EDIBLES ( milk ) | 1044A0051 | M | 218 | 40 | CRMO | 133 | NB | 18 KG | 464.35 | 8358.3 | 2021-04-17 | 4407381191 | 20 | 2021-04-12
1002521204 | 227-CRM - Electrical Maintenance | 198458-ANUPAM ANAND DUBEY | 2021-04-10 | RO | 3 | CANTEEN EDIBLES TATA TEA | 1044A0053 | M | 218 | 40 | CRMO | 133 | NB | 8 KG | 435.83 | 3486.64 | 2021-04-17 | 4407381191 | 30 | 2021-04-12
1002521211 | 227-CRM - Electrical Maintenance | 198458-ANUPAM ANAND DUBEY | 2021-04-10 | PR | 1 | END MODULE WAGO 750-600 | 5620A2631 | M | 240 | 40 | CRE1 | 101 | NP | 3 NOS | 1604 | 4812 | 2021-05-10 | 970358825 | 10 | 2021-04-14
1002521211 | 227-CRM - Electrical Maintenance | 198458-ANUPAM ANAND DUBEY | 2021-04-10 | PR | 2 | ECO PRIMARY SMPS5A24 VDC WAGO 787-72 | 5620A2632 | M | 240 | 40 | CRE1 | 101 | NP | 2 NOS | 4840 | 9680 | 2021-05-10 | 970358825 | 20 | 2021-04-14
1002521211 | 227-CRM - Electrical Maintenance | 198458-ANUPAM ANAND DUBEY | 2021-04-10 | PR | 3 | SOFTWARE FOR OPC UA WAGO 2759-0101/111 | 5620A2715 | M | 240 | 40 | CRE1 | 101 | NP | 1 NOS | 180923 | 180923 | 2021-05-10 | 970358825 | 30 | 2021-04-14
1002521211 | 227-CRM - Electrical Maintenance | 198458-ANUPAM ANAND DUBEY | 2021-04-10 | PR | 4 | PFC200 CONTROLLER WAGO 750-8202/025-00 | 5620A3110 | M | 240 | 40 | CRE1 | 101 | NP | 2 NOS | 18092 | 36184 | 2021-05-10 | 970358825 | 40 | 2021-04-14
1002521211 | 227-CRM - Electrical Maintenance | 198458-ANUPAM ANAND DUBEY | 2021-04-10 | PR | 5 | RS-485 SERIAL INTERFACE WAGO 750-653/0 | 5620A3134 | M | 240 | 40 | CRE1 | 101 | NP | 2 NOS | 23006 | 46012 | 2021-05-10 | 970358825 | 50 | 2021-04-14
1002521211 | 227-CRM - Electrical Maintenance | 198458-ANUPAM ANAND DUBEY | 2021-04-10 | PR | 6 | 16-CHANNEL DIGITAL OUTPUT WAGO 750-150 | 5620A3335 | M | 240 | 40 | CRE1 | 101 | NP | 2 NOS | 11674 | 23348 | 2021-05-10 | 970358825 | 60 | 2021-04-14
1002521276 | 227-CRM - Electrical Maintenance | 149329-RAVI SHEKHAR | 2021-04-10 | RO | 2 | ORS POWDER SACHETS OF 21 GMS. NOS | 5733A0083 | M | 218 | 40 | CRE1 | 133 | NB | 200 PAK | 3.95 | 790 | 2021-04-19 | 4407380760 | 10 | 2021-04-12
1002521304 | 227-CRM - Electrical Maintenance | 198458-ANUPAM ANAND DUBEY | 2021-05-31 | PR | 1 | SPARE WHEEL DELACHAUX 8479 CRD SPA | 5531A0816 | M | 241 | 40 | CRE1 | 101 | NB | 50 NOS | 2100 | 105000 | 2021-04-30 | 920992580 | 10 | 2021-05-31
1002521309 | 227-CRM - Electrical Maintenance | 198458-ANUPAM ANAND DUBEY | 2021-04-10 | PR | 1 | VISOR;205 X 390 MM1 MMCLEAR POLYCARB | 5370A0015 | M | 290 | 40 | CRE1 | 104 | NB | 20 NOS | 600 | 12000 | 2021-05-10 | 920992216 | 10 | 2021-04-12
1002521309 | 227-CRM - Electrical Maintenance | 198458-ANUPAM ANAND DUBEY | 2021-04-10 | RO | 2 | VISOR;205 X 390 MM1 MMCLEAR POLYCARB | 5370A0016 | M | 290 | 40 | CRE1 | 100 | NB | 45 NOS | 45 | 2025 | 2021-05-13 | 4407380693 | 10 | 2021-04-12
1002521309 | 227-CRM - Electrical Maintenance | 198458-ANUPAM ANAND DUBEY | 2021-04-10 | RO | 3 | ALCOHOL RUBIN STERILE HAND DIS 500 MLN | 5751A0049 | M | 294 | 40 | CRE1 | 133 | NB | 100 NOS | 90 | 9000 | 2021-05-10 | 4407380694 | 10 | 2021-04-12
1002521757 | 227-CRM - Electrical Maintenance | 121461-R K Sachan | 2021-04-12 | RO | 1 | CANTEEN EDIBLES TATA TEA | 1044A0053 | M | 218 | 40 | CRMO | 133 | NB | 6 KG | 435.83 | 2614.98 | 2021-04-28 | 4407380654 | 10 | 2021-04-12
1002522258 | 227-CRM - Electrical Maintenance | 154844-JEEVAN JYOTI JENA | 2021-04-12 | PR | 1 | THIMBLE ASSEMBLY CRM UTILITY AS PER D | 6063A0026 | M | 318 | 40 | CRE1 | 104 | NB | 10 NOS | 2480 | 24800 | 2021-05-12 | 920992649 | 10 | 2021-04-13
1002522361 | 227-CRM - Electrical Maintenance | 121461-R K Sachan | 2021-04-13 | PR | 2 | FUSE;SEMICONDUCTOR800A800V50KAYES | 5748A0560 | M | 225 | 40 | CRE1 | 101 | NP | 8 NOS | 15000 | 120000 | 2021-07-12 | 970365893 | 10 | 2021-05-31
1002522361 | 227-CRM - Electrical Maintenance | 121461-R K Sachan | 2021-04-13 | PR | 3 | FUSE;HRC500A700V200KAYESAC | 5748A0561 | M | 225 | 40 | CRE1 | 101 | NP | 20 NOS | 5000 | 100000 | 2021-06-12 | 970365893 | 20 | 2021-05-31
1002522361 | 227-CRM - Electrical Maintenance | 121461-R K Sachan | 2021-04-13 | PR | 4 | FUSE;HRC SEMICONDUCTOR400A690V200KA | 5748A0570 | M | 225 | 40 | CRE1 | 101 | NP | 21 NOS | 3000 | 63000 | 2021-06-12 | 970365893 | 30 | 2021-05-31
1002522671 | 227-CRM - Electrical Maintenance | 149487-ABHAY KUMAR MANDAL | 2021-04-13 | RO | 1 | SUGAR | 1044A0020 | M | 218 | 40 | CRMO | 133 | NB | 12 KG | 42.29 | 507.48 | 2021-04-13 | 4407389527 | 10 | 2021-04-14
1002522671 | 227-CRM - Electrical Maintenance | 149487-ABHAY KUMAR MANDAL | 2021-04-13 | RO | 2 | CANTEEN EDIBLES ( milk ) | 1044A0051 | M | 218 | 40 | CRMO | 133 | NB | 16 KG | 464.35 | 7429.6 | 2021-04-13 | 4407389527 | 20 | 2021-04-14
1002522671 | 227-CRM - Electrical Maintenance | 149487-ABHAY KUMAR MANDAL | 2021-04-13 | RO | 3 | CANTEEN EDIBLES TATA TEA | 1044A0053 | M | 218 | 40 | CRMO | 133 | NB | 6 KG | 435.83 | 2614.98 | 2021-04-29 | 4407389527 | 30 | 2021-04-14
1002523208 | 227-CRM - Electrical Maintenance | 152780-Sushil Kumar Tripathy | 2021-04-14 | PR | 1 | CONTROLLER O2 ANALYZER YOKOGAWA YOKOGA | 5532A1163 | M | 256 | 40 | 227R | 101 | NP | 1 NOS | 2000000 | 2000000 | 2021-05-29 | 970363827 | 10 | 2021-05-17
1002525894 | 227-CRM - Electrical Maintenance | 504850-ANOOP RADHEYSHYAM PANDEY | 2021-04-18 | PR | 1 | SOV;SOLENOID VALVE 2 WAY 1/2 IN110 | 6208A0005 | M | 256 | 40 | CRE1 | 104 | NB | 20 NOS | 2450 | 49000 | 2021-05-18 | 921009817 | 10 | 2021-05-25
1002525980 | 227-CRM - Electrical Maintenance | 504850-ANOOP RADHEYSHYAM PANDEY | 2021-04-19 | PR | 1 | SOV;ALUMINIUM ANODIZED 1/4"BSP(F) 24 VDC | 6208A0004 | M | 256 | 40 | CRE1 | 104 | NB | 10 NOS | 3000 | 30000 | 2021-05-19 | 921009820 | 10 | 2021-05-25
1002525982 | 227-CRM - Electrical Maintenance | 504850-ANOOP RADHEYSHYAM PANDEY | 2021-04-19 | PR | 1 | PRTD TRY;3000 MM100 MM2.5 MM60 MM25 | 5314A0044 | M | 222 | 40 | CRE1 | 104 | NB | 175 M | 285 | 49875 | 2021-05-19 | 921009816 | 10 | 2021-05-25
1002525984 | 227-CRM - Electrical Maintenance | 504850-ANOOP RADHEYSHYAM PANDEY | 2021-04-19 | PR | 1 | PRTD TRY;3000 MM200 MM2.5 MM15 MM25 | 5314A0045 | M | 222 | 40 | CRE1 | 104 | NB | 150 M | 325 | 48750 | 2021-05-19 | 921009821 | 10 | 2021-05-25
1002525988 | 227-CRM - Electrical Maintenance | 504850-ANOOP RADHEYSHYAM PANDEY | 2021-04-19 | PR | 1 | MEASURING PROBE HEIDENHEN HERKULES CNC | 5956A2226 | M | 256 | 40 | CRE1 | 101 | NP | 1 NOS | 185000 | 185000 | 2021-05-19 | 970365891 | 10 | 2021-05-31
1002525997 | 227-CRM - Electrical Maintenance | 504850-ANOOP RADHEYSHYAM PANDEY | 2021-04-19 | PR | 1 | INSLT TUB;TUBE FIBER GLASS 1 M8 MM13 | 5845A0108 | M | 228 | 40 | CRE1 | 104 | NB | 200 M | 125 | 25000 | 2021-05-19 | 921009819 | 10 | 2021-05-25
1002525997 | 227-CRM - Electrical Maintenance | 504850-ANOOP RADHEYSHYAM PANDEY | 2021-04-19 | PR | 2 | INSLT TUB;FLAME RETARDANT SLEEVE FIBER | 5845A0109 | M | 228 | 40 | CRE1 | 104 | NB | 150 M | 150 | 22500 | 2021-05-19 | 921009819 | 20 | 2021-05-25
1002526000 | 227-CRM - Electrical Maintenance | 504850-ANOOP RADHEYSHYAM PANDEY | 2021-04-19 | PR | 1 | INSLT TUB;FLAME RETARDANT SLEEVE FIBER | 5845A0110 | M | 228 | 40 | CRE1 | 104 | NB | 100 M | 175 | 17500 | 2021-05-19 | 921009818 | 10 | 2021-05-25
1002526000 | 227-CRM - Electrical Maintenance | 504850-ANOOP RADHEYSHYAM PANDEY | 2021-04-19 | PR | 2 | INSLT TUB;FLAME RETARDANT SLEEVE FIBER | 5845A0111 | M | 228 | 40 | CRE1 | 104 | NB | 50 M | 225 | 11250 | 2021-05-19 | 921009818 | 20 | 2021-05-25
1002526000 | 227-CRM - Electrical Maintenance | 504850-ANOOP RADHEYSHYAM PANDEY | 2021-04-19 | PR | 3 | INSLT TUB;FLAME RETARDANT SLEEVE FIBER | 5845A0112 | M | 228 | 40 | CRE1 | 104 | NB | 70 M | 300 | 21000 | 2021-05-19 | 921009818 | 30 | 2021-05-25
1002526003 | 227-CRM - Electrical Maintenance | 504850-ANOOP RADHEYSHYAM PANDEY | 2021-04-19 | PR | 1 | OPTL PHSNSR;TRANSMITTERLAZERRED | 5940A0032 | M | 256 | 40 | CRE1 | 104 | NB | 10 NOS | 2450 | 24500 | 2021-05-19 | 921009834 | 10 | 2021-05-25
1002526003 | 227-CRM - Electrical Maintenance | 504850-ANOOP RADHEYSHYAM PANDEY | 2021-04-19 | PR | 2 | OPTL PHSNSR;RECEIVERLAZERRED10 TO 30 | 5940A0033 | M | 256 | 40 | CRE1 | 104 | NB | 10 NOS | 2450 | 24500 | 2021-05-19 | 921009834 | 20 | 2021-05-25
1002526008 | 227-CRM - Electrical Maintenance | 504850-ANOOP RADHEYSHYAM PANDEY | 2021-04-19 | PR | 1 | ELTRNC CARDDRIVESINAMICS SENSOR MODULE | 5540A0341 | M | 238 | 40 | CRE1 | 104 | NP | 1 NOS | 30000 | 30000 | 2021-05-19 | 970365905 | 10 | 2021-05-31
1002526008 | 227-CRM - Electrical Maintenance | 504850-ANOOP RADHEYSHYAM PANDEY | 2021-04-19 | PR | 2 | DRIV SPR;SENSOR MODULE SMC20SIEMENS | 5542A1596 | M | 240 | 40 | CRE1 | 104 | NB | 1 NOS | 15000 | 15000 | 2021-05-19 | 921012066 | 10 | 2021-05-31
1002526323 | 227-CRM - Electrical Maintenance | 500111-PRAMOD PRASAD | 2021-04-19 | PR | 1 | PAINTSPECIAL;SEAL (MORTAR)KG | 5976A0027 | M | 280 | 40 | CRE1 | 104 | NP | 100 KG | 700 | 70000 | 2021-05-19 | 970360723 | 10 | 2021-04-27
1002526353 | 227-CRM - Electrical Maintenance | 500111-PRAMOD PRASAD | 2021-04-19 | PR | 1 | PAINTSPECIAL;MINERAL WOOL BOARDSNOS | 5976A0028 | M | 280 | 40 | CRE1 | 104 | NP | 12 KG | 8300 | 99600 | 2021-05-19 | 970360725 | 10 | 2021-04-27
1002526758 | 227-CRM - Electrical Maintenance | 504850-ANOOP RADHEYSHYAM PANDEY | 2021-04-20 | PR | 1 | GEAR PMP;EXTERNAL GEAR PUMP 0.5 LPM0.3 | 5270A0022 | M | 284 | 40 | CRE1 | 104 | NB | 1 NOS | 48000 | 48000 | 2021-05-20 | 921009840 | 10 | 2021-05-25
1002526763 | 227-CRM - Electrical Maintenance | 504850-ANOOP RADHEYSHYAM PANDEY | 2021-04-20 | RO | 1 | ULTRASONIC CLAMP ON FLOW METER FD-Q32C | 5243A6551 | M | 255 | 40 | CRE1 | 100 | NB | 2 SET | 83000 | 166000 | 2021-07-14 | 4407581276 | 10 | 2021-05-29
1002526763 | 227-CRM - Electrical Maintenance | 504850-ANOOP RADHEYSHYAM PANDEY | 2021-04-20 | RO | 2 | ULTRASONIC CLAMP ON FLOW METER FD-Q20C | 5243A6552 | M | 255 | 40 | CRE1 | 100 | NB | 3 SET | 72000 | 216000 | 2021-07-14 | 4407581276 | 20 | 2021-05-29
1002526763 | 227-CRM - Electrical Maintenance | 504850-ANOOP RADHEYSHYAM PANDEY | 2021-04-20 | RO | 3 | ULTRASONIC CLAMP ON FLOW METER FD-Q10C | 5243A6553 | M | 255 | 40 | CRE1 | 100 | NB | 2 SET | 63000 | 126000 | 2021-07-14 | 4407581276 | 30 | 2021-05-29
1002527143 | 227-CRM - Electrical Maintenance | 153574-Pankaj Kumar | 2021-04-20 | PR | 1 | DRV SPRPROFIBUS DP MODULEABBRPBA-01P | 5542A0213 | M | 240 | 40 | CRE1 | 104 | NP | 2 NOS | 35000 | 70000 | 2021-05-20 | 970364250 | 10 | 2021-05-20
1002527153 | 227-CRM - Electrical Maintenance | 153574-Pankaj Kumar | 2021-04-20 | PR | 1 | EDIBLE;GLUCON D500 GMS PACKET | 5733A0001 | M | 218 | 40 | CRE1 | 104 | NB | 50 PAK | 100 | 5000 | 2021-05-20 | 921009835 | 10 | 2021-05-25
1002527946 | 227-CRM - Electrical Maintenance | 149329-RAVI SHEKHAR | 2021-04-21 | PR | 1 | AVTN LAMP;15WTOP MOUNTEDSCREW TYPE | 5043A0002 | M | 229 | 40 | CRE1 | 104 | NP | 5 SET | 19000 | 95000 | 2021-05-21 | 970361788 | 10 | 2021-05-04
1002527959 | 227-CRM - Electrical Maintenance | 149329-RAVI SHEKHAR | 2021-04-21 | PR | 1 | RELAY;PROTECTION RELAY HEATER FAULT DET | 5607A1356 | M | 232 | 40 | CRE1 | 104 | NP | 10 NOS | 8500 | 85000 | 2021-06-21 | 970361789 | 10 | 2021-05-04
1002528207 | 227-CRM - Electrical Maintenance | 153574-Pankaj Kumar | 2021-04-22 | PR | 1 | PAINTSPECIAL;Z109 NEUGENIC | 5976A0012 | M | 280 | 40 | CRE1 | 104 | NP | 95 L | 1050 | 99750 | 2021-05-22 | 970365904 | 10 | 2021-05-31
1002528247 | 227-CRM - Electrical Maintenance | 153574-Pankaj Kumar | 2021-04-22 | PR | 1 | CRMP WRNCH;LT CABLE LUG CRIPMPING 16 -3 | 5152A0021 | M | 295 | 40 | CRE1 | 104 | NB | 1 NOS | 5000 | 5000 | 2021-05-27 | 921009843 | 10 | 2021-05-25
1002528256 | 227-CRM - Electrical Maintenance | 153574-Pankaj Kumar | 2021-04-22 | PR | 1 | SPL INST;ULTRASONIC LEVEL CONTROLLER 1 | 6049A0079 | M | 256 | 40 | CRE1 | 104 | NB | 3 NOS | 19440 | 58320 | 2021-05-22 | 921011369 | 10 | 2021-05-29
1002528256 | 227-CRM - Electrical Maintenance | 153574-Pankaj Kumar | 2021-04-22 | PR | 2 | INSLTG MTR;HT TAPE PVC FLAME RESISTANT | 5859A0464 | M | 228 | 40 | CRE1 | 104 | NB | 50 RLL | 281 | 14050 | 2021-05-22 | 921011370 | 10 | 2021-05-29
1002528268 | 227-CRM - Electrical Maintenance | 153574-Pankaj Kumar | 2021-04-22 | PR | 2 | ELECTRONIC INSTTESTNG & MSRNGHAND HELD | 5189A0036 | M | 256 | 40 | CRE1 | 104 | NP | 2 NOS | 25000 | 50000 | 2021-05-22 | 970369272 | 10 | 2021-06-21
1002528367 | 227-CRM - Electrical Maintenance | 153574-Pankaj Kumar | 2021-04-22 | PR | 1 | STRETCH WRAPPING FILM PLASTIC 150 MM X | 6053A0565 | M | 279 | 40 | CRE1 | 104 | NB | 45 KG | 310 | 13950 | 2021-05-22 | 921009850 | 10 | 2021-05-25
1002528798 | 227-CRM - Electrical Maintenance | 149329-RAVI SHEKHAR | 2021-04-23 | PR | 1 | SPARE TOP BRACKET ASSEMBLY DD ESP GE | 5265A0360 | M | 283 | 40 | CRE1 | 100 | NP | 6 NOS | 15850 | 95100 | 2021-06-11 | 970365500 | 10 | 2021-05-28
1002528798 | 227-CRM - Electrical Maintenance | 149329-RAVI SHEKHAR | 2021-04-23 | PR | 2 | SPARE BOTTOM BRACKET ASSEMBLY DD ESP | 5265A0361 | M | 283 | 40 | CRE1 | 100 | NP | 6 NOS | 4350 | 26100 | 2021-06-11 | 970365500 | 20 | 2021-05-28
1002528798 | 227-CRM - Electrical Maintenance | 149329-RAVI SHEKHAR | 2021-04-23 | PR | 3 | SPARE ROPE GUARD DD ESP GEA NO SPEC | 5265A0362 | M | 283 | 40 | CRE1 | 100 | NP | 12 NOS | 1440 | 17280 | 2021-06-11 | 970365500 | 30 | 2021-05-28
1002528798 | 227-CRM - Electrical Maintenance | 149329-RAVI SHEKHAR | 2021-04-23 | PR | 4 | SPARE CABLE 8MM DD ESP GEA NO SPECI | 5265A0363 | M | 283 | 40 | CRE1 | 100 | NP | 100 M | 150 | 15000 | 2021-06-11 | 970365500 | 40 | 2021-05-28
1002528849 | 227-CRM - Electrical Maintenance | 149329-RAVI SHEKHAR | 2021-04-23 | PR | 1 | LT CBL;24 TPE-FRLSH COPPER 2.5 MM2FL | 5717A1052 | M | 222 | 40 | CRE1 | 101 | NP | 100 M | 3500 | 350000 | 2021-06-07 | 970365492 | 10 | 2021-05-28
1002528941 | 227-CRM - Electrical Maintenance | 149329-RAVI SHEKHAR | 2021-04-23 | PR | 1 | AC MOTR;IE4 132 KW415 +/- 10% VSQUIRREL | 5900A3383 | M | 230 | 40 | CRE1 | 101 | NB | 1 NOS | 450000 | 450000 | 2021-06-07 | 920998931 | 10 | 2021-04-28
1002528941 | 227-CRM - Electrical Maintenance | 149329-RAVI SHEKHAR | 2021-04-23 | PR | 2 | AC MOTR;IE2 400 KW415 +/- 10% VSQUIRREL | 5900A3384 | M | 230 | 40 | CRE1 | 101 | NB | 1 NOS | 600000 | 600000 | 2021-06-07 | 920998931 | 20 | 2021-04-28
1002529293 | 227-CRM - Electrical Maintenance | 123226-Mr Swapan Bera | 2021-04-23 | PR | 1 | CONTROLLER;SMART CONTROLLER24VDC | 5495A0105 | M | 240 | 40 | CRE1 | 107 | NP | 2 NOS | 223580 | 447160 | 2021-07-22 | 970379723 | 10 | 2021-08-26
1002530346 | 227-CRM - Electrical Maintenance | 121461-R K Sachan | 2021-04-26 | PR | 1 | LEVEL SWITCH BAUMER BAF BASE LEVEL | 5956A3903 | M | 256 | 40 | CRE1 | 104 | NP | 2 NOS | 25000 | 50000 | 2021-05-26 | 970365324 | 10 | 2021-05-27
1002530365 | 227-CRM - Electrical Maintenance | 121461-R K Sachan | 2021-04-26 | PR | 1 | H2 SENSOR LOI THERMPROCESS BAF BASE S | 5956A3904 | M | 256 | 40 | CRE1 | 101 | NP | 4 NOS | 79850 | 319400 | 2021-05-26 | 970379720 | 10 | 2021-08-26
1002530679 | 227-CRM - Electrical Maintenance | 149329-RAVI SHEKHAR | 2021-04-27 | PR | 1 | LV VFD;45 ALONG TRAVEL THREE 415 V6 | 5625A0375 | M | 240 | 40 | CRE1 | 101 | NP | 3 NOS | 500000 | 1500000 | 2021-06-21 | 970364828 | 10 | 2021-05-24
1002530679 | 227-CRM - Electrical Maintenance | 149329-RAVI SHEKHAR | 2021-04-27 | PR | 2 | LV VFD;25 ACROSS TRAVEL THREE 415 V6 | 5625A0376 | M | 240 | 40 | CRE1 | 101 | NP | 2 NOS | 388804.86 | 777609.72 | 2021-06-21 | 970364828 | 20 | 2021-05-24
1002530826 | 227-CRM - Electrical Maintenance | 121461-R K Sachan | 2021-04-27 | PR | 1 | SWTCH SLCTR10A3P 2WAY OFF230VYES50D | 5641A0012 | M | 234 | 40 | CRE1 | 101 | NB | 4 NOS | 400 | 1600 | 2021-05-27 | 921011371 | 10 | 2021-05-29
1002530826 | 227-CRM - Electrical Maintenance | 121461-R K Sachan | 2021-04-27 | PR | 7 | SWTCH SLCTR;10A3 POSITION 2WAY230VNO | 5641A0094 | M | 234 | 40 | CRE1 | 101 | NB | 25 NOS | 450 | 11250 | 2021-05-27 | 921011371 | 20 | 2021-05-29
1002530826 | 227-CRM - Electrical Maintenance | 121461-R K Sachan | 2021-04-27 | PR | 8 | SWTCH SLCTR;16A1P 2POS 2WAY NO/OFF | 5641A0103 | M | 234 | 40 | CRE1 | 101 | NB | 25 NOS | 1000 | 25000 | 2021-05-27 | 921011371 | 30 | 2021-05-29
1002530826 | 227-CRM - Electrical Maintenance | 121461-R K Sachan | 2021-04-27 | PR | 11 | SW GR&CB SPRACTUATORSIEMENSPUSH BUTTO | 5872A0572 | M | 234 | 40 | CRE1 | 101 | NB | 30 NOS | 1000 | 30000 | 2021-05-27 | 921011371 | 40 | 2021-05-29
1002530826 | 227-CRM - Electrical Maintenance | 121461-R K Sachan | 2021-04-27 | PR | 12 | PUSH BTTN;ILLUMINATEDGREEN | 5772A0079 | M | 234 | 40 | CRE1 | 101 | NB | 80 NOS | 300 | 24000 | 2021-05-27 | 921011371 | 50 | 2021-05-29
1002530826 | 227-CRM - Electrical Maintenance | 121461-R K Sachan | 2021-04-27 | PR | 13 | PUSH BTN;PUSH BUTTON RED SCHNEIDER FL | 5772A0216 | M | 234 | 40 | CRE1 | 101 | NB | 50 NOS | 300 | 15000 | 2021-05-27 | 921011371 | 60 | 2021-05-29
1002530826 | 227-CRM - Electrical Maintenance | 121461-R K Sachan | 2021-04-27 | PR | 14 | PUSH BTN;EMERGENCY-STOP SWITCH RED SCH | 5772A0220 | M | 234 | 40 | CRE1 | 101 | NB | 40 NOS | 350 | 14000 | 2021-05-27 | 921011371 | 70 | 2021-05-29
1002531175 | 227-CRM - Electrical Maintenance | 154844-JEEVAN JYOTI JENA | 2021-04-27 | PR | 1 | DEW / EVAP. TEMP SENSOR (3M) 398H27589 | 5190A3147 | M | 282 | 40 | CR01 | 104 | NP | 4 NOS | 2000 | 8000 | 2021-06-26 | 970365907 | 10 | 2021-05-31
1002531175 | 227-CRM - Electrical Maintenance | 154844-JEEVAN JYOTI JENA | 2021-04-27 | PR | 2 | HIGH PRESSURE SWITCH 398H354052 PARKER | 5190A3153 | M | 282 | 40 | CR01 | 104 | NP | 4 NOS | 4000 | 16000 | 2021-06-26 | 970365907 | 20 | 2021-05-31
1002531349 | 227-CRM - Electrical Maintenance | 500111-PRAMOD PRASAD | 2021-04-28 | PR | 3 | PLC SPR;PROFIBUS CONNECTORPROFICHIP | 5620A2254 | M | 240 | 40 | CRE1 | 104 | NP | 10 NOS | 2000 | 20000 | 2021-05-28 | 970365901 | 10 | 2021-05-31
1002531525 | 227-CRM - Electrical Maintenance | 500111-PRAMOD PRASAD | 2021-04-28 | PR | 1 | PAINTSPECIAL;SEAL (MORTAR)KG | 5976A0027 | M | 280 | 40 | CRE1 | 133 | NP | 100 KG | 700 | 70000 | 2021-05-28 | 970361271 | 10 | 2021-04-30
1002531525 | 227-CRM - Electrical Maintenance | 500111-PRAMOD PRASAD | 2021-04-28 | PR | 2 | PAINTSPECIAL;MINERAL WOOL BOARDSNOS | 5976A0028 | M | 280 | 40 | CRE1 | 133 | NP | 12 KG | 8500 | 102000 | 2021-05-28 | 970361271 | 20 | 2021-04-30
1002531926 | 227-CRM - Electrical Maintenance | 504850-ANOOP RADHEYSHYAM PANDEY | 2021-04-28 | PR | 1 | IM FOR MICRO SIGMA NETWORK1000 IBA 91. | 5620A3807 | M | 240 | 40 | CRE1 | 101 | NP | 1 NOS | 2250000 | 2250000 | 2021-06-30 | 970362210 | 10 | 2021-05-07
1002532206 | 227-CRM - Electrical Maintenance | 149329-RAVI SHEKHAR | 2021-04-29 | PR | 1 | DISPLAY BOARD SIEMENS DRIVE OUTDOOR UNI | 5540A1805 | M | 240 | 40 | CRE1 | 104 | NP | 2 NOS | 5000 | 10000 | 2021-06-28 | 970365186 | 10 | 2021-05-26
1002532356 | 227-CRM - Electrical Maintenance | 123226-Mr Swapan Bera | 2021-04-29 | PR | 1 | HCKSAW BLD;150 MMHIGH SPEED STEEL 6. | 5237A0027 | M | 295 | 40 | CRE1 | 104 | NB | 60 NOS | 20 | 1200 | 2021-05-29 | 921009854 | 10 | 2021-05-25
1002532356 | 227-CRM - Electrical Maintenance | 123226-Mr Swapan Bera | 2021-04-29 | PR | 2 | HCKSAW;MANUAL D STEEL 150 MMBI-M | 5247A0003 | M | 295 | 40 | CRE1 | 104 | NB | 8 NOS | 100 | 800 | 2021-05-29 | 921009854 | 20 | 2021-05-25
1002532356 | 227-CRM - Electrical Maintenance | 123226-Mr Swapan Bera | 2021-04-29 | PR | 3 | TWST DRLL;6-16 MMSDS PLUS SHANK 100 MM | 5319A0412 | M | 216 | 40 | CRE1 | 104 | NB | 6 SET | 1200 | 7200 | 2021-05-29 | 921009853 | 10 | 2021-05-25
1002532356 | 227-CRM - Electrical Maintenance | 123226-Mr Swapan Bera | 2021-04-29 | PR | 4 | TWST DRLL;5 MMSTRAIGHT SHANK 52 MM86 | 5319A0446 | M | 216 | 40 | CRE1 | 104 | NB | 2 NOS | 50 | 100 | 2021-05-29 | 921009853 | 20 | 2021-05-25
1002532356 | 227-CRM - Electrical Maintenance | 123226-Mr Swapan Bera | 2021-04-29 | PR | 5 | SLDRNG STNPRINTED CIRCUIT BOARD25W230 | 5489A0003 | M | 239 | 40 | CRE1 | 104 | NB | 1 NOS | 3000 | 3000 | 2021-05-29 | 921009852 | 10 | 2021-05-25
1002532356 | 227-CRM - Electrical Maintenance | 123226-Mr Swapan Bera | 2021-04-29 | PR | 10 | HOLE SAW CUTTER CIRCULAR 1-1/2 INANS | 5640A0220 | M | 216 | 40 | CRE1 | 104 | NB | 6 NOS | 700 | 4200 | 2021-05-29 | 921009853 | 30 | 2021-05-25
1002532356 | 227-CRM - Electrical Maintenance | 123226-Mr Swapan Bera | 2021-04-29 | PR | 11 | HOLE SAW CUTTER CIRCULAR 7/8 INANSI 9 | 5640A0221 | M | 216 | 40 | CRE1 | 104 | NB | 6 NOS | 700 | 4200 | 2021-05-29 | 921009853 | 40 | 2021-05-25
1002532356 | 227-CRM - Electrical Maintenance | 123226-Mr Swapan Bera | 2021-04-29 | PR | 12 | HOLE SAW CUTTER CIRCULAR 1-3/8 INANSI | 5640A0223 | M | 216 | 40 | CRE1 | 104 | NB | 6 NOS | 700 | 4200 | 2021-05-29 | 921009853 | 50 | 2021-05-25
1002532356 | 227-CRM - Electrical Maintenance | 123226-Mr Swapan Bera | 2021-04-29 | PR | 13 | HOLE SAW CUTTER CIRCULAR 2-1/4 INANSI | 5640A0225 | M | 216 | 40 | CRE1 | 104 | NB | 6 NOS | 700 | 4200 | 2021-05-29 | 921009853 | 60 | 2021-05-25
1002532356 | 227-CRM - Electrical Maintenance | 123226-Mr Swapan Bera | 2021-04-29 | PR | 14 | HOLE SAW CUTTER CIRCULAR 1 INANSI 94. | 5640A0227 | M | 216 | 40 | CRE1 | 104 | NB | 6 NOS | 700 | 4200 | 2021-05-29 | 921009853 | 70 | 2021-05-25
1002532356 | 227-CRM - Electrical Maintenance | 123226-Mr Swapan Bera | 2021-04-29 | PR | 15 | HOLE SAW CUTTER CIRCULAR 2 INANSI 94. | 5640A0230 | M | 216 | 40 | CRE1 | 104 | NB | 6 NOS | 800 | 4800 | 2021-05-29 | 921009853 | 80 | 2021-05-25
1002532356 | 227-CRM - Electrical Maintenance | 123226-Mr Swapan Bera | 2021-04-29 | PR | 16 | CUTTING TOOL;HACKSAW BLADE | 5640A0040 | M | 216 | 40 | CRE1 | 104 | NB | 50 NOS | 50 | 2500 | 2021-05-29 | 921009853 | 90 | 2021-05-25
1002532356 | 227-CRM - Electrical Maintenance | 123226-Mr Swapan Bera | 2021-04-29 | PR | 17 | CUTTING TOOL;HACKSAW BLADE | 5640A0048 | M | 216 | 40 | CRE1 | 104 | NB | 50 NOS | 50 | 2500 | 2021-05-29 | 921009853 | 100 | 2021-05-25
1002532403 | 227-CRM - Electrical Maintenance | 123226-Mr Swapan Bera | 2021-04-29 | PR | 1 | GEAR MOTR;0.75 KW240/415 VAC1440 RPMB | 5650A0432 | M | 230 | 40 | CRE1 | 101 | NP | 2 NOS | 95000 | 190000 | 2021-05-29 | 970364494 | 10 | 2021-05-21
1002533556 | 227-CRM - Electrical Maintenance | 504850-ANOOP RADHEYSHYAM PANDEY | 2021-05-03 | RO | 3 | ORS POWDER SACHETS OF 21 GMS. NOS | 5733A0083 | M | 218 | 40 | CRE1 | 133 | NB | 400 PAK | 4.15 | 1660 | 2021-06-02 | 4407470558 | 10 | 2021-05-03
1002533689 | 227-CRM - Electrical Maintenance | 149329-RAVI SHEKHAR | 2021-05-03 | RO | 1 | SUGAR | 1044A0020 | M | 218 | 40 | CRMO | 133 | NB | 15 KG | 42.29 | 634.35 | 2021-05-07 | 4407486477 | 10 | 2021-05-07
1002533689 | 227-CRM - Electrical Maintenance | 149329-RAVI SHEKHAR | 2021-05-03 | RO | 2 | CANTEEN EDIBLES ( milk ) | 1044A0051 | M | 218 | 40 | CRMO | 133 | NB | 20 KG | 464.35 | 9287 | 2021-05-07 | 4407486477 | 20 | 2021-05-07
1002533689 | 227-CRM - Electrical Maintenance | 149329-RAVI SHEKHAR | 2021-05-03 | RO | 3 | CANTEEN EDIBLES TATA TEA | 1044A0053 | M | 218 | 40 | CRMO | 133 | NB | 8 KG | 435.83 | 3486.64 | 2021-05-07 | 4407486477 | 30 | 2021-05-07
1002534059 | 227-CRM - Electrical Maintenance | 149329-RAVI SHEKHAR | 2021-05-03 | PR | 1 | COMTR SPR;CARTRIDGEHP | 5309A0433 | M | 212 | 40 | CRE1 | 121 | NB | 2 NOS | 5250 | 10500 | 2021-06-02 | 921009398 | 10 | 2021-05-24
1002534564 | 227-CRM - Electrical Maintenance | 153574-Pankaj Kumar | 2021-05-04 | PR | 1 | VISOR;250 MM X 175 MM (W X H) MMNA S | 5370A0018 | M | 290 | 40 | CRE1 | 104 | NB | 50 NOS | 450 | 22500 | 2021-06-03 | 921009391 | 10 | 2021-05-24
1002534585 | 227-CRM - Electrical Maintenance | 500111-PRAMOD PRASAD | 2021-05-04 | PR | 1 | VISOR;250 MM X 175 MM (W X H) MMNA S | 5370A0018 | M | 290 | 40 | CRE1 | 104 | NB | 20 NOS | 450 | 9000 | 2021-06-03 | 921009406 | 10 | 2021-05-24
1002536940 | 227-CRM - Electrical Maintenance | 123226-Mr Swapan Bera | 2021-05-08 | PR | 1 | LT CBL;8 PVC-ST2-FRLSH COPPER 0.75 MM | 5717A1042 | M | 222 | 40 | CRE1 | 101 | NB | 300 M | 400 | 120000 | 2021-06-07 | 921011374 | 10 | 2021-05-29
1002536940 | 227-CRM - Electrical Maintenance | 123226-Mr Swapan Bera | 2021-05-08 | PR | 2 | LT CBL;7 PVC-ST2-FRLSH COPPER 2.5 MM2 | 5717A1044 | M | 222 | 40 | CRE1 | 101 | NB | 300 M | 350 | 105000 | 2021-06-07 | 921011374 | 20 | 2021-05-29
1002537340 | 227-CRM - Electrical Maintenance | 504850-ANOOP RADHEYSHYAM PANDEY | 2021-05-09 | RO | 1 | SANITIZER DISPENSERCODE: 272012PURELL | 5899A0010 | M | 294 | 40 | CR01 | 133 | NB | 6 NOS | 4989 | 29934 | 2021-06-08 | 4407561403 | 10 | 2021-05-24
1002538236 | 227-CRM - Electrical Maintenance | 149329-RAVI SHEKHAR | 2021-05-11 | PR | 1 | G1/4 GREASE EXTENSION 50MM SKF LAPE 50 | 5153A0652 | M | 261 | 40 | CR01 | 104 | NP | 4 NOS | 650 | 2600 | 2021-06-10 | 970365018 | 10 | 2021-05-25
1002538236 | 227-CRM - Electrical Maintenance | 149329-RAVI SHEKHAR | 2021-05-11 | PR | 2 | G1/4 GREASE TUBE -5MTR SKF LAPT 5000 | 5153A0653 | M | 261 | 40 | CR01 | 104 | NP | 2 NOS | 4200 | 8400 | 2021-06-10 | 970365018 | 20 | 2021-05-25
1002538236 | 227-CRM - Electrical Maintenance | 149329-RAVI SHEKHAR | 2021-05-11 | PR | 3 | G1/4 GREASE TUBE CONNECTOR-F SKF LAPF | 5153A0654 | M | 261 | 40 | CR01 | 104 | NP | 4 NOS | 730 | 2920 | 2021-06-10 | 970365018 | 30 | 2021-05-25
1002538236 | 227-CRM - Electrical Maintenance | 149329-RAVI SHEKHAR | 2021-05-11 | PR | 4 | G1/4 GREASE TUBE CONNECTOR -M SKF LAPF | 5153A0655 | M | 261 | 40 | CR01 | 104 | NP | 4 NOS | 570 | 2280 | 2021-06-10 | 970365018 | 40 | 2021-05-25
1002538236 | 227-CRM - Electrical Maintenance | 149329-RAVI SHEKHAR | 2021-05-11 | PR | 5 | SYSTEM 24LAGD 125/WA2SKF125ML | 5715A0377 | M | 260 | 40 | CRE1 | 104 | NP | 4 PAK | 3100 | 12400 | 2021-06-10 | 970365018 | 50 | 2021-05-25
1002538250 | 227-CRM - Electrical Maintenance | 149329-RAVI SHEKHAR | 2021-05-11 | PR | 1 | AC MOTR;IE4 132 KW415 +/- 10% VSQUIRREL | 5900A3392 | M | 230 | 40 | CRE1 | 101 | NB | 1 NOS | 800000 | 800000 | 2021-08-09 | 921012942 | 10 | 2021-06-02
1002538263 | 227-CRM - Electrical Maintenance | 149329-RAVI SHEKHAR | 2021-05-11 | PR | 1 | HEAT PROTECTIVE CERAMIC PLATE EMG 1753 | 5753A0177 | M | 279 | 40 | CRE1 | 107 | NP | 1 NOS | 130000 | 130000 | 2021-07-10 | 970365036 | 10 | 2021-05-25
1002538263 | 227-CRM - Electrical Maintenance | 149329-RAVI SHEKHAR | 2021-05-11 | PR | 2 | COMPLETE NEW COIL FOR CPC EMG EMG FURN | 5956A3975 | M | 256 | 40 | CRE1 | 107 | NP | 1 SET | 510000 | 510000 | 2021-07-10 | 970365036 | 20 | 2021-05-25
1002538531 | 227-CRM - Electrical Maintenance | 504850-ANOOP RADHEYSHYAM PANDEY | 2021-05-11 | RO | 1 | KOOL TWISTER 5 LTRS MILTON | 2398A0116 | M | 276 | 40 | CRMO | 133 | NB | 10 NOS | 520 | 5200 | 2021-05-11 | 4407561347 | 10 | 2021-05-24
1002538531 | 227-CRM - Electrical Maintenance | 504850-ANOOP RADHEYSHYAM PANDEY | 2021-05-11 | RO | 2 | FLASK SIZE - 1 LITRES MILTON | 2398A0117 | M | 276 | 40 | CRMO | 133 | NB | 20 NOS | 340 | 6800 | 2021-05-11 | 4407561347 | 20 | 2021-05-24
1002538821 | 227-CRM - Electrical Maintenance | 149329-RAVI SHEKHAR | 2021-05-11 | PR | 1 | SPCE HTR;STRIPE 40 WPANEL SINGLE 240 | 5617A0028 | M | 226 | 40 | CRE1 | 104 | NB | 5 NOS | 2000 | 10000 | 2021-06-10 | 921009414 | 10 | 2021-05-24
1002540968 | 227-CRM - Electrical Maintenance | 149329-RAVI SHEKHAR | 2021-05-15 | PR | 1 | END SHEILDS(DE & NDE)FOR 400KW FIMET 4 | 5623A1017 | M | 230 | 40 | CRE1 | 101 | NP | 1 SET | 442000 | 442000 | 2021-07-14 | 970365898 | 10 | 2021-05-31
1002540968 | 227-CRM - Electrical Maintenance | 149329-RAVI SHEKHAR | 2021-05-15 | PR | 2 | BASE PLATE FOR 55KW (A250M4) FIMET 55 | 5623A1018 | M | 230 | 40 | CRE1 | 101 | NP | 1 NOS | 170000 | 170000 | 2021-07-14 | 970365898 | 20 | 2021-05-31
1002541169 | 227-CRM - Electrical Maintenance | 149329-RAVI SHEKHAR | 2021-05-15 | PR | 1 | 9KW HNX HEATER KANTHAL THE-W-035 | 5525A0199 | M | 226 | 40 | CRE1 | 133 | NP | 1 NOS | 128000 | 128000 | 2021-08-16 | 970372635 | 10 | 2021-07-13
1002541252 | 227-CRM - Electrical Maintenance | 198458-ANUPAM ANAND DUBEY | 2021-05-15 | RO | 2 | CANTEEN EDIBLES ( milk ) | 1044A0051 | M | 218 | 40 | CRMO | 133 | NB | 18 KG | 464.35 | 8358.3 | 2021-05-17 | 4407565645 | 10 | 2021-05-25
1002541252 | 227-CRM - Electrical Maintenance | 198458-ANUPAM ANAND DUBEY | 2021-05-15 | RO | 3 | CANTEEN EDIBLES TATA TEA | 1044A0053 | M | 218 | 40 | CRMO | 133 | NB | 8 KG | 435.83 | 3486.64 | 2021-05-17 | 4407565645 | 20 | 2021-05-25
1002543137 | 227-CRM - Electrical Maintenance | 198458-ANUPAM ANAND DUBEY | 2021-05-19 | PR | 1 | PLC SPR;BUS CONNECTORSIEMENS | 5620A1108 | M | 240 | 40 | CRE1 | 101 | NP | 2 NOS | 10000 | 20000 | 2021-06-30 | 970365187 | 10 | 2021-05-26
1002543137 | 227-CRM - Electrical Maintenance | 198458-ANUPAM ANAND DUBEY | 2021-05-19 | PR | 3 | PLC SPR;PLC SSI MODULESIEMENS | 5620A1162 | M | 240 | 40 | CRE1 | 101 | NP | 2 NOS | 50000 | 100000 | 2021-06-30 | 970365187 | 20 | 2021-05-26
1002543137 | 227-CRM - Electrical Maintenance | 198458-ANUPAM ANAND DUBEY | 2021-05-19 | PR | 4 | PLC SPR;CONNECTORSIEMENS | 5620A1341 | M | 240 | 40 | CRE1 | 101 | NP | 1 NOS | 5000 | 5000 | 2021-06-30 | 970365187 | 30 | 2021-05-26
1002543137 | 227-CRM - Electrical Maintenance | 198458-ANUPAM ANAND DUBEY | 2021-05-19 | PR | 5 | PLC SPR;DIGITAL INPUT MODULESIEMENS | 5620A1209 | M | 240 | 40 | CRE1 | 101 | NP | 2 NOS | 15000 | 30000 | 2021-07-18 | 970365187 | 40 | 2021-05-26
1002543177 | 227-CRM - Electrical Maintenance | 198458-ANUPAM ANAND DUBEY | 2021-05-19 | PR | 1 | STRTR MOTR;30.1KW415V | 5920A0071 | M | 230 | 40 | CRE1 | 104 | NP | 8 NOS | 4000 | 32000 | 2021-06-18 | 970365183 | 10 | 2021-05-26
1002543177 | 227-CRM - Electrical Maintenance | 198458-ANUPAM ANAND DUBEY | 2021-05-19 | PR | 2 | PHOTOELECTRIC SENSOR BALLUFF COIL CAR | 5956A3778 | M | 256 | 40 | CRE1 | 104 | NP | 2 NOS | 13144 | 26288 | 2021-06-18 | 970365183 | 20 | 2021-05-26
1002543177 | 227-CRM - Electrical Maintenance | 198458-ANUPAM ANAND DUBEY | 2021-05-19 | PR | 3 | ELTRNC CARDPLCFRONT CONNECTORSIEMENS | 5540A0152 | M | 238 | 40 | CRE1 | 104 | NP | 5 NOS | 4500 | 22500 | 2021-06-18 | 970365183 | 30 | 2021-05-26
1002544084 | 227-CRM - Electrical Maintenance | 504850-ANOOP RADHEYSHYAM PANDEY | 2021-05-20 | PR | 1 | AC MOTR;IE2 11 KW415 +/- 10% VSQUIRREL | 5900A2860 | M | 230 | 40 | CRE1 | 104 | NB | 1 NOS | 35000 | 35000 | 2021-06-19 | 921010560 | 10 | 2021-05-27
1002546370 | 227-CRM - Electrical Maintenance | 123226-Mr Swapan Bera | 2021-05-25 | RO | 1 | NW SPARES;FIREWALL FORTIGATE 60E | 6186A0371 | M | 212 | 40 | CRE1 | 121 | NB | 4 NOS | 64337 | 257348 | 2021-06-24 | 4407573782 | 10 | 2021-05-27
1002546411 | 227-CRM - Electrical Maintenance | 153574-Pankaj Kumar | 2021-05-25 | PR | 1 | PROXIMITYINDUCTIVE SWITCH15MM10-36VI | 5885A0043 | M | 234 | 40 | CRE1 | 104 | NB | 18 NOS | 3616.2 | 65091.6 | 2021-07-20 | 921011363 | 10 | 2021-05-29
1002546914 | 227-CRM - Electrical Maintenance | 504850-ANOOP RADHEYSHYAM PANDEY | 2021-05-25 | RO | 1 | SCANNINGEDITING & CLEANING (SIZE A3) | 0798A0401 | M | 277 | 40 | CR01 | 133 | NB | 47 NOS | 9 | 423 | 2021-05-25 | 4407573658 | 10 | 2021-05-27
1002546914 | 227-CRM - Electrical Maintenance | 504850-ANOOP RADHEYSHYAM PANDEY | 2021-05-25 | RO | 2 | SCANNINGEDITING & CLEANING (SIZE A4) | 0798A0402 | M | 277 | 40 | CRE1 | 133 | NB | 657 NOS | 5 | 3285 | 2021-05-25 | 4407573658 | 20 | 2021-05-27
1002547089 | 227-CRM - Electrical Maintenance | 149329-RAVI SHEKHAR | 2021-05-26 | PR | 1 | BRAKE&ACCESCONTACTOR COILTELEMECANIQUE | 5521A0026 | M | 237 | 40 | CRE1 | 104 | NB | 5 NOS | 5000 | 25000 | 2021-06-30 | 921017903 | 10 | 2021-06-14
1002547089 | 227-CRM - Electrical Maintenance | 149329-RAVI SHEKHAR | 2021-05-26 | PR | 2 | DRV SPR;AC MAGNETIC CONTACTORHITACHI | 5542A0636 | M | 240 | 40 | CRE1 | 101 | NB | 5 NOS | 40000 | 200000 | 2021-07-21 | 921017904 | 10 | 2021-06-14
1002547089 | 227-CRM - Electrical Maintenance | 149329-RAVI SHEKHAR | 2021-05-26 | PR | 3 | SW GR&CB SPRCOILTELEMECANIQUECONTACTO | 5872A0134 | M | 234 | 40 | CRE1 | 101 | NB | 5 NOS | 3000 | 15000 | 2021-07-21 | 921017905 | 10 | 2021-06-14
1002547089 | 227-CRM - Electrical Maintenance | 149329-RAVI SHEKHAR | 2021-05-26 | PR | 5 | SW GR&CB SPRCONTACT KITTELEMECANIQUEC | 5872A1605 | M | 234 | 40 | CRE1 | 101 | NB | 5 SET | 15000 | 75000 | 2021-07-21 | 921017905 | 20 | 2021-06-14
1002547089 | 227-CRM - Electrical Maintenance | 149329-RAVI SHEKHAR | 2021-05-26 | PR | 6 | SW GR&CB SPRCONTACT KITTELEMECANIQUEC | 5872A1622 | M | 234 | 40 | CRE1 | 101 | NP | 5 NOS | 17607.14 | 88035.7 | 2021-07-21 | 970368247 | 10 | 2021-06-14
1002547089 | 227-CRM - Electrical Maintenance | 149329-RAVI SHEKHAR | 2021-05-26 | PR | 7 | SW GR&CB SPRCONTACT KITTELEMECANIQUEC | 5872A1623 | M | 234 | 40 | CRE1 | 101 | NB | 2 NOS | 35000 | 70000 | 2021-07-21 | 921017905 | 30 | 2021-06-14
1002547089 | 227-CRM - Electrical Maintenance | 149329-RAVI SHEKHAR | 2021-05-26 | PR | 9 | CONT COIL 110VAC FOR LC1F500 SCHNEIDER | 5872A2821 | M | 234 | 40 | CRE1 | 101 | NP | 5 NOS | 20000 | 100000 | 2021-07-21 | 970368247 | 20 | 2021-06-14
1002547089 | 227-CRM - Electrical Maintenance | 149329-RAVI SHEKHAR | 2021-05-26 | PR | 10 | CONTACTOR225A3110/220VPOWER690V197 | 5890A0353 | M | 234 | 40 | CRE1 | 101 | NB | 5 NOS | 25000 | 125000 | 2021-07-21 | 921017905 | 40 | 2021-06-14
1002547089 | 227-CRM - Electrical Maintenance | 149329-RAVI SHEKHAR | 2021-05-26 | PR | 11 | CONTCR;265A3415VPOWER415VAC50HZ | 5890A0711 | M | 234 | 40 | CRE1 | 101 | NP | 5 NOS | 25000 | 125000 | 2021-06-25 | 970368247 | 30 | 2021-06-14
1002548226 | 227-CRM - Electrical Maintenance | 153574-Pankaj Kumar | 2021-05-28 | PR | 1 | FIELD SNSRINDUCTIVEIFM10-30VDC250MA | 5700A0021 | M | 238 | 40 | CRE1 | 104 | NP | 5 NOS | 13000 | 65000 | 2021-07-23 | 970372046 | 10 | 2021-07-09
1002548655 | 227-CRM - Electrical Maintenance | 197370-KOUSHIK DEY | 2021-05-28 | RO | 1 | DRV SPR;PULSE COUNTERABBRTAC-01 | 5542A0280 | M | 240 | 40 | CRE1 | 101 | NB | 3 NOS | 29600 | 88800 | 2021-06-27 | 4407581185 | 10 | 2021-05-29
1002548924 | 227-CRM - Electrical Maintenance | 149329-RAVI SHEKHAR | 2021-05-29 | PR | 1 | CGL2 SURFACE INSPECTION SYSTEM BOARD LE | 5540A1567 | M | 240 | 40 | CR93 | 107 | NP | 6 NOS | 24753.5 | 148521 | 2021-07-30 | 970367211 | 10 | 2021-06-08
1002548924 | 227-CRM - Electrical Maintenance | 149329-RAVI SHEKHAR | 2021-05-29 | PR | 2 | CGL2 SURFACE INSPECTION SYSTEM BOARD LE | 5540A1566 | M | 240 | 40 | CR93 | 107 | NP | 2 NOS | 53898.75 | 107797.5 | 2021-07-30 | 970367211 | 20 | 2021-06-08
1002549152 | 227-CRM - Electrical Maintenance | 198458-ANUPAM ANAND DUBEY | 2021-05-29 | PR | 1 | LMT SW;MICRO SWITCH CONTINUOUS CONTA | 5613A0425 | M | 234 | 40 | CRE1 | 104 | NP | 10 NOS | 900 | 9000 | 2021-06-28 | 970366297 | 10 | 2021-06-02
1002549153 | 227-CRM - Electrical Maintenance | 198458-ANUPAM ANAND DUBEY | 2021-05-29 | PR | 1 | LOAD CELL SPR | 5512A0069 | M | 308 | 40 | CRE1 | 101 | NP | 2 NOS | 70000 | 140000 | 2021-07-28 | 970366481 | 10 | 2021-06-03
1002549376 | 227-CRM - Electrical Maintenance | 121461-R K Sachan | 2021-05-31 | RO | 1 | SUGAR | 1044A0020 | M | 218 | 40 | CRMO | 133 | NB | 19 KG | 42.29 | 803.51 | 2021-06-01 | 4407593869 | 10 | 2021-06-01
1002549376 | 227-CRM - Electrical Maintenance | 121461-R K Sachan | 2021-05-31 | RO | 2 | CANTEEN EDIBLES ( milk ) | 1044A0051 | M | 218 | 40 | CRMO | 133 | NB | 16 KG | 464.35 | 7429.6 | 2021-06-01 | 4407593869 | 20 | 2021-06-01
1002549376 | 227-CRM - Electrical Maintenance | 121461-R K Sachan | 2021-05-31 | RO | 3 | CANTEEN EDIBLES TATA TEA | 1044A0053 | M | 218 | 40 | CRMO | 133 | NB | 4 KG | 435.83 | 1743.32 | 2021-06-01 | 4407593869 | 30 | 2021-06-01
1002550039 | 227-CRM - Electrical Maintenance | 410231-Mr.N S Jaggi | 2021-05-31 | PR | 1 | SPARE;AC EVAPORATING SYSTEM | 5518A0066 | M | 307 | 40 | CRE1 | 100 | NP | 1 NOS | 450000 | 450000 | 2021-07-12 | 970367209 | 10 | 2021-06-08
1002550417 | 227-CRM - Electrical Maintenance | 504850-ANOOP RADHEYSHYAM PANDEY | 2021-06-01 | PR | 1 | CAMRA&ACC | 5648A0127 | M | 314 | 40 | CRE1 | 104 | NB | 2 NOS | 12000 | 24000 | 2021-07-01 | 921013330 | 10 | 2021-06-03
1002550417 | 227-CRM - Electrical Maintenance | 504850-ANOOP RADHEYSHYAM PANDEY | 2021-06-01 | PR | 2 | CAMRA&ACC;MONITOR WITH VGASTANDARDANY | 5648A0156 | M | 314 | 40 | CRE1 | 104 | NB | 1 NOS | 25000 | 25000 | 2021-07-01 | 921013330 | 20 | 2021-06-03
1002550456 | 227-CRM - Electrical Maintenance | 504850-ANOOP RADHEYSHYAM PANDEY | 2021-06-01 | PR | 1 | CAMRA&ACC | 5648A0162 | M | 314 | 40 | CRE1 | 104 | NB | 1 NOS | 48000 | 48000 | 2021-07-01 | 921013337 | 10 | 2021-06-03
1002550490 | 227-CRM - Electrical Maintenance | 504850-ANOOP RADHEYSHYAM PANDEY | 2021-06-01 | PR | 1 | CAMRA&ACCES | 5648A0051 | M | 314 | 40 | CRE1 | 104 | NB | 3 NOS | 11533 | 34599 | 2021-07-30 | 921012568 | 10 | 2021-06-01
1002550490 | 227-CRM - Electrical Maintenance | 504850-ANOOP RADHEYSHYAM PANDEY | 2021-06-01 | PR | 2 | CAMRA&ACCES;MOTORISED ZOOM LENSBOSCH | 5648A0052 | M | 314 | 40 | CRE1 | 104 | NB | 1 NOS | 9893.07 | 9893.07 | 2021-07-30 | 921012568 | 20 | 2021-06-01
1002550637 | 227-CRM - Electrical Maintenance | 121461-R K Sachan | 2021-06-01 | PR | 1 | DRV MODL;55 KWABB ACS880 600 VACS880 | 6098A0176 | M | 240 | 40 | CRE1 | 101 | NP | 2 NOS | 800000 | 1600000 | 2021-07-31 | 970368879 | 10 | 2021-06-18
1002550637 | 227-CRM - Electrical Maintenance | 121461-R K Sachan | 2021-06-01 | PR | 2 | DRV MODL;25 AABB ACS880 380-415 VACS | 6098A0390 | M | 240 | 40 | CRE1 | 101 | NP | 6 NOS | 400000 | 2400000 | 2021-07-01 | 970368879 | 20 | 2021-06-18
1002550878 | 227-CRM - Electrical Maintenance | 504850-ANOOP RADHEYSHYAM PANDEY | 2021-06-01 | PR | 2 | PROXMTY;INDUCTIVE 100 MM20-260 VIP | 5885A0365 | M | 234 | 40 | CRE1 | 104 | NP | 2 NOS | 46925.98 | 93851.96 | 2021-07-01 | 970368882 | 10 | 2021-06-18
1002550971 | 227-CRM - Electrical Maintenance | 121461-R K Sachan | 2021-06-02 | PR | 1 | HOOTER;ELECTRONICSINGLE1KM220VSTEEL | 5048A0005 | M | 233 | 40 | CRE1 | 104 | NB | 5 NOS | 4240 | 21200 | 2021-07-02 | 921013328 | 10 | 2021-06-03
1002550971 | 227-CRM - Electrical Maintenance | 121461-R K Sachan | 2021-06-02 | PR | 2 | HOTR;ELECTRONIC SINGLE 100 DB AT 1 MET | 5048A0031 | M | 233 | 40 | CRE1 | 104 | NB | 4 NOS | 4240 | 16960 | 2021-07-02 | 921013328 | 20 | 2021-06-03
1002551268 | 227-CRM - Electrical Maintenance | 123226-Mr Swapan Bera | 2021-06-02 | PR | 1 | ENCODER;TACHO GENERATORBAUMER | 5508A0082 | M | 240 | 40 | CRE1 | 104 | NP | 1 NOS | 98500 | 98500 | 2021-08-01 | 970366491 | 10 | 2021-06-03
1002551490 | 227-CRM - Electrical Maintenance | 149329-RAVI SHEKHAR | 2021-06-02 | PR | 2 | FUSE;SEMICONDUCTOR AC 130 V3000 A50 | 5748A1094 | M | 225 | 40 | CRE1 | 101 | NB | 10 NOS | 20000 | 200000 | 2021-07-02 | 921015027 | 10 | 2021-06-07
1002551726 | 227-CRM - Electrical Maintenance | 149329-RAVI SHEKHAR | 2021-06-03 | PR | 1 | PWR DSTBN PNL;SMART POWER SUPPLY BALLUF | 6028A0315 | M | 231 | 40 | CRE1 | 104 | NP | 1 NOS | 25000 | 25000 | 2021-08-02 | 970366487 | 10 | 2021-06-03
1002552089 | 227-CRM - Electrical Maintenance | 504850-ANOOP RADHEYSHYAM PANDEY | 2021-06-03 | PR | 1 | BATERY;NI-CD HVM UPS 1.2 V24 AMH | 5537A0259 | M | 221 | 40 | CRE1 | 104 | NB | 2 NOS | 12000 | 24000 | 2021-07-03 | 921014866 | 10 | 2021-06-07
1002552120 | 227-CRM - Electrical Maintenance | 198458-ANUPAM ANAND DUBEY | 2021-06-03 | RO | 1 | NW SPARES;CAT-6 UTP PATCH CORD LSZH - 2 | 6186A0326 | M | 212 | 40 | CRE1 | 121 | NB | 1 NOS | 131 | 131 | 2021-07-03 | 4407606183 | 10 | 2021-06-04
1002552120 | 227-CRM - Electrical Maintenance | 198458-ANUPAM ANAND DUBEY | 2021-06-03 | RO | 2 | NW SPARES;CAT6 UTP TOOL-FREE I/O WITH FA | 6186A0337 | M | 212 | 40 | CRE1 | 121 | NB | 1 NOS | 238 | 238 | 2021-07-03 | 4407606183 | 20 | 2021-06-04
1002552120 | 227-CRM - Electrical Maintenance | 198458-ANUPAM ANAND DUBEY | 2021-06-03 | RO | 3 | NW SPARES;CAT6 RJ45 JACK MALE UNSHIELDED | 6186A0339 | M | 212 | 40 | CRE1 | 121 | NB | 1 NOS | 6 | 6 | 2021-07-03 | 4407606183 | 30 | 2021-06-04
1002552120 | 227-CRM - Electrical Maintenance | 198458-ANUPAM ANAND DUBEY | 2021-06-03 | RO | 4 | NW SPARES;CAT-6 UTP LSZH CABLE 305 METER | 6186A0341 | M | 212 | 40 | CRE1 | 121 | NB | .23 NOS | 6006 | 1381.38 | 2021-07-03 | 4407606183 | 40 | 2021-06-04
1002552648 | 227-CRM - Electrical Maintenance | 410231-Mr.N S Jaggi | 2021-06-04 | PR | 1 | RADAR LEVEL TRANSMITTER ENDRESS HAUSER | 6129A0001 | M | 256 | 40 | CRE1 | 101 | NP | 1 NOS | 135000 | 135000 | 2021-07-03 | 970372047 | 10 | 2021-07-09
1002553040 | 227-CRM - Electrical Maintenance | 504850-ANOOP RADHEYSHYAM PANDEY | 2021-06-05 | PR | 1 | INDTR;UNIVERSAL 7 SEGMENT DISPLAY PA | 5657A0057 | M | 240 | 40 | CRE1 | 101 | NB | 2 NOS | 80963.98 | 161927.96 | 2021-07-05 | 921014937 | 10 | 2021-06-07
1002553651 | 227-CRM - Electrical Maintenance | 149487-ABHAY KUMAR MANDAL | 2021-06-07 | RO | 1 | SUGAR | 1044A0020 | M | 218 | 40 | CRMO | 133 | NB | 12 KG | 42.29 | 507.48 | 2021-06-07 | 4407619687 | 10 | 2021-06-07
1002553651 | 227-CRM - Electrical Maintenance | 149487-ABHAY KUMAR MANDAL | 2021-06-07 | RO | 2 | CANTEEN EDIBLES ( milk ) | 1044A0051 | M | 218 | 40 | CRMO | 133 | NB | 16 KG | 464.35 | 7429.6 | 2021-06-07 | 4407619687 | 20 | 2021-06-07
1002553651 | 227-CRM - Electrical Maintenance | 149487-ABHAY KUMAR MANDAL | 2021-06-07 | RO | 3 | CANTEEN EDIBLES TATA TEA | 1044A0053 | M | 218 | 40 | CRMO | 133 | NB | 7 KG | 435.83 | 3050.81 | 2021-06-07 | 4407619687 | 30 | 2021-06-07
1002553679 | 227-CRM - Electrical Maintenance | 504850-ANOOP RADHEYSHYAM PANDEY | 2021-06-07 | PR | 1 | AIR DRIER;3 / 45 oC7.000 KG / SQ.CM SI | 5134A0029 | M | 282 | 40 | CRE1 | 104 | NB | 1 NOS | 18974 | 18974 | 2021-07-07 | 921014939 | 10 | 2021-06-07
1002553699 | 227-CRM - Electrical Maintenance | 504850-ANOOP RADHEYSHYAM PANDEY | 2021-06-07 | PR | 2 | FIELD SNSR;LIMIT SWITCHSCHMERSAL | 5700A0323 | M | 256 | 40 | CRE1 | 101 | NP | 4 NOS | 22000 | 88000 | 2021-07-07 | 970372476 | 10 | 2021-07-12
1002553699 | 227-CRM - Electrical Maintenance | 504850-ANOOP RADHEYSHYAM PANDEY | 2021-06-07 | PR | 3 | FLD SNSR;LIMIT SWITCH OMRON 125 VAC1 | 5700A0971 | M | 256 | 40 | CRE1 | 101 | NP | 12 NOS | 2952.27 | 35427.24 | 2021-08-06 | 970372476 | 20 | 2021-07-12
1002553719 | 227-CRM - Electrical Maintenance | 504850-ANOOP RADHEYSHYAM PANDEY | 2021-06-07 | PR | 1 | CNV SFTY SW;PULL CHORD SWITCH 5 A230 | 5555A0057 | M | 234 | 40 | CRE1 | 104 | NP | 6 NOS | 13000 | 78000 | 2021-07-07 | 970372477 | 10 | 2021-07-12
1002553957 | 227-CRM - Electrical Maintenance | 149329-RAVI SHEKHAR | 2021-06-07 | PR | 1 | HND OPTD TRLY;200 KGMANUAL BALL BEARIN | 6036A0026 | M | 258 | 40 | CRE1 | 104 | NB | 2 NOS | 11871.96 | 23743.92 | 2021-07-07 | 921014971 | 10 | 2021-06-07
1002553967 | 227-CRM - Electrical Maintenance | 154844-JEEVAN JYOTI JENA | 2021-06-07 | PR | 1 | LAMP;LED WELL GLASS 40 WSCREW E27 240 | 5838A0510 | M | 229 | 40 | CRE1 | 104 | NB | 25 NOS | 1056.82 | 26420.5 | 2021-08-06 | 921014948 | 10 | 2021-06-07
1002554281 | 227-CRM - Electrical Maintenance | 149329-RAVI SHEKHAR | 2021-06-07 | RO | 1 | KOOL TWISTER 5 LTRS MILTON | 2398A0116 | M | 276 | 40 | CRMO | 133 | NB | 3 NOS | 520 | 1560 | 2021-06-07 | 4407620281 | 10 | 2021-06-07
1002555124 | 227-CRM - Electrical Maintenance | 504850-ANOOP RADHEYSHYAM PANDEY | 2021-06-08 | PR | 1 | 4 CHANNEL DVR ANY REPUTED ANY | 5648A0232 | M | 314 | 40 | CRE1 | 104 | NB | 4 NOS | 12400 | 49600 | 2021-07-08 | 921015812 | 10 | 2021-06-09
1002555135 | 227-CRM - Electrical Maintenance | 504850-ANOOP RADHEYSHYAM PANDEY | 2021-06-08 | PR | 1 | CCTV CAM;3 MPHIGH RESOLUTION OF 700TV | 5566A0083 | M | 314 | 40 | CRE1 | 104 | NB | 7 NOS | 6800 | 47600 | 2021-07-08 | 921015810 | 10 | 2021-06-09
1002555516 | 227-CRM - Electrical Maintenance | 121461-R K Sachan | 2021-06-09 | PR | 1 | FIELD SNSR | 5700A0504 | M | 256 | 40 | CRE1 | 104 | NP | 5 NOS | 19000 | 95000 | 2021-07-09 | 970372473 | 10 | 2021-07-12
1002557529 | 227-CRM - Electrical Maintenance | 197370-KOUSHIK DEY | 2021-06-11 | PR | 3 | LAMP;ROUND HEAD 10 WCIRCULAR 110-240 | 5838A0452 | M | 229 | 40 | CRE1 | 104 | NP | 5 NOS | 700 | 3500 | 2021-07-11 | 970372475 | 10 | 2021-07-12
1002557529 | 227-CRM - Electrical Maintenance | 197370-KOUSHIK DEY | 2021-06-11 | PR | 4 | SIGNAL LAMP VIRTUAL INDUSTRIES JAMSHEDP | 5713A0400 | M | 229 | 40 | CRE1 | 104 | NP | 6 NOS | 800 | 4800 | 2021-07-11 | 970372475 | 20 | 2021-07-12
1002558379 | 227-CRM - Electrical Maintenance | 123226-Mr Swapan Bera | 2021-06-14 | PR | 1 | LT CBL;161.5MM2COPPER | 5717A0482 | M | 222 | 40 | CRE1 | 101 | NB | 950 M | 600 | 570000 | 2021-08-13 | 921019242 | 10 | 2021-06-17
1002559012 | 227-CRM - Electrical Maintenance | 154844-JEEVAN JYOTI JENA | 2021-06-14 | PR | 1 | BRAK;4 INELECTROMAGNETIC DRUM AC SIN | 5507A0168 | M | 237 | 40 | CRE1 | 104 | NP | 2 NOS | 7000 | 14000 | 2021-07-14 | 970368881 | 10 | 2021-06-18
1002559735 | 227-CRM - Electrical Maintenance | 198458-ANUPAM ANAND DUBEY | 2021-06-15 | PR | 1 | ENCODER;ABSOLUTE ROTARY ENCODER | 5508A0083 | M | 240 | 40 | CRE1 | 101 | NP | 2 NOS | 80000 | 160000 | 2021-07-30 | 970368787 | 10 | 2021-06-17
1002560072 | 227-CRM - Electrical Maintenance | 149329-RAVI SHEKHAR | 2021-06-16 | PR | 1 | PLC PANEL TENSIOMETER PANEL UPGRADE | 5968A0225 | M | 240 | 40 | CRE1 | 107 | NP | 2 SET | 319400 | 638800 | 2021-08-16 | 970369281 | 10 | 2021-06-21
1002560088 | 227-CRM - Electrical Maintenance | 149329-RAVI SHEKHAR | 2021-06-16 | PR | 1 | BRAKE&ACCESCONTACTOR COILTELEMECANIQUE | 5521A0026 | M | 237 | 40 | CRE1 | 104 | NP | 5 NOS | 5000 | 25000 | 2021-07-16 | 970368791 | 10 | 2021-06-17
1002560922 | 227-CRM - Electrical Maintenance | 149329-RAVI SHEKHAR | 2021-06-17 | RO | 2 | LT CBL;4 1.5 MM2ANNEALED TINNED COPPER | 5717A0668 | M | 222 | 40 | CRE1 | 104 | NB | 500 M | 76.7 | 38350 | 2021-07-17 | 4407664160 | 10 | 2021-06-17
1002562353 | 227-CRM - Electrical Maintenance | 154844-JEEVAN JYOTI JENA | 2021-06-19 | PR | 1 | SPL INST;TEMPERATURE STICKER TEMPERATUR | 6049A0066 | M | 256 | 40 | CRE1 | 104 | NB | 1000 NOS | 42 | 42000 | 2021-07-19 | 921020775 | 10 | 2021-06-21
1002562486 | 227-CRM - Electrical Maintenance | 504850-ANOOP RADHEYSHYAM PANDEY | 2021-06-19 | PR | 1 | INST SPR;3 WAY ELECTRIC VALVE | 5956A1369 | M | 256 | 40 | CRE1 | 107 | NP | 1 NOS | 633347.7 | 633347.7 | 2021-06-19 | 970372497 | 10 | 2021-07-12
1002562679 | 227-CRM - Electrical Maintenance | 504850-ANOOP RADHEYSHYAM PANDEY | 2021-06-20 | PR | 1 | HND OPTD TRLY;200 KGMANUAL BALL BEARIN | 6036A0026 | M | 258 | 40 | CRE1 | 104 | NB | 4 NOS | 11871.96 | 47487.84 | 2021-07-20 | 921020777 | 10 | 2021-06-21
1002563083 | 227-CRM - Electrical Maintenance | 149329-RAVI SHEKHAR | 2021-06-21 | PR | 3 | PLC SPR;POWER MODULEBERNECKER & RAINER | 5620A1317 | M | 240 | 40 | CRE1 | 101 | NP | 2 NOS | 25000 | 50000 | 2021-09-06 | 970372847 | 10 | 2021-07-14
1002563083 | 227-CRM - Electrical Maintenance | 149329-RAVI SHEKHAR | 2021-06-21 | PR | 5 | DIGITAL OUTPUT MODULE BERNECKER AND RAI | 5620A2887 | M | 240 | 40 | CRE1 | 101 | NP | 1 NOS | 25000 | 25000 | 2021-09-06 | 970372847 | 20 | 2021-07-14
1002563083 | 227-CRM - Electrical Maintenance | 149329-RAVI SHEKHAR | 2021-06-21 | PR | 6 | LVDT POSITION SENSOR BALLUFF M162180 / | 5620A3831 | M | 240 | 40 | CRE1 | 101 | NP | 2 NOS | 145000 | 290000 | 2021-09-06 | 970372847 | 30 | 2021-07-14
1002563083 | 227-CRM - Electrical Maintenance | 149329-RAVI SHEKHAR | 2021-06-21 | PR | 7 | X20 BUS CONTROLLER FIFE X20BC0087/M344 | 5620A3832 | M | 240 | 40 | CRE1 | 101 | NP | 1 NOS | 85000 | 85000 | 2021-09-06 | 970372847 | 40 | 2021-07-14
1002563083 | 227-CRM - Electrical Maintenance | 149329-RAVI SHEKHAR | 2021-06-21 | PR | 8 | LINK RELAY K1 K2..K8 FIFE PT4P4L24/M1 | 5620A3834 | M | 240 | 40 | CRE1 | 101 | NP | 3 NOS | 4950 | 14850 | 2021-09-06 | 970372847 | 50 | 2021-07-14
1002563083 | 227-CRM - Electrical Maintenance | 149329-RAVI SHEKHAR | 2021-06-21 | PR | 9 | LINK RELAY K1 K2..K8 FIFE PT4P4L24/M1 | 5620A3835 | M | 240 | 40 | CRE1 | 101 | NP | 3 NOS | 3150 | 9450 | 2021-09-06 | 970372847 | 60 | 2021-07-14
1002563083 | 227-CRM - Electrical Maintenance | 149329-RAVI SHEKHAR | 2021-06-21 | PR | 10 | ANALOG OUTPUT MODULE B&R INDUSTRIAL AUT | 5620A3836 | M | 240 | 40 | CRE1 | 101 | NP | 1 NOS | 45000 | 45000 | 2021-09-06 | 970372847 | 70 | 2021-07-14
1002563083 | 227-CRM - Electrical Maintenance | 149329-RAVI SHEKHAR | 2021-06-21 | PR | 11 | DIGITAL PROCESSOR FIFE D-MAX-2/M439072 | 5620A3837 | M | 240 | 40 | CRE1 | 101 | NP | 1 NOS | 315000 | 315000 | 2021-09-06 | 970372847 | 80 | 2021-07-14
1002563083 | 227-CRM - Electrical Maintenance | 149329-RAVI SHEKHAR | 2021-06-21 | PR | 12 | DIGITAL PROCESSOR COMPLETE SET FIFE D- | 5620A3838 | M | 240 | 40 | CRE1 | 101 | NP | 1 SET | 297400 | 297400 | 2021-09-06 | 970372847 | 90 | 2021-07-14
1002563083 | 227-CRM - Electrical Maintenance | 149329-RAVI SHEKHAR | 2021-06-21 | PR | 13 | ETHERNET CABLE ADAPTER FIFE M406690 | 5620A3839 | M | 240 | 40 | CRE1 | 101 | NP | 2 NOS | 17000 | 34000 | 2021-09-06 | 970372847 | 100 | 2021-07-14
1002563083 | 227-CRM - Electrical Maintenance | 149329-RAVI SHEKHAR | 2021-06-21 | PR | 14 | CAM SWITCH 1-2 LATCHING FIFE T0-2-8221 | 5620A3842 | M | 240 | 40 | CRE1 | 101 | NP | 1 NOS | 5000 | 5000 | 2021-09-06 | 970372847 | 110 | 2021-07-14
1002563083 | 227-CRM - Electrical Maintenance | 149329-RAVI SHEKHAR | 2021-06-21 | PR | 15 | EPC CAMERA FIFE DAC-005 | 5648A0286 | M | 314 | 40 | CRE1 | 121 | NP | 1 NOS | 360000 | 360000 | 2021-09-06 | 970372848 | 10 | 2021-07-14
1002563083 | 227-CRM - Electrical Maintenance | 149329-RAVI SHEKHAR | 2021-06-21 | PR | 16 | SIGNAL CONVERTER ABB CASTER SIGNAL CO | 5956A2450 | M | 256 | 40 | CRE1 | 104 | NP | 1 NOS | 65000 | 65000 | 2021-09-06 | 970372849 | 10 | 2021-07-14
1002563083 | 227-CRM - Electrical Maintenance | 149329-RAVI SHEKHAR | 2021-06-21 | PR | 17 | MODULE3.75MADIGITAL INPUT12BERNECKER | 5858A0037 | M | 238 | 40 | CRE1 | 101 | NP | 1 NOS | 35000 | 35000 | 2021-09-06 | 970372847 | 120 | 2021-07-14
1002563083 | 227-CRM - Electrical Maintenance | 149329-RAVI SHEKHAR | 2021-06-21 | PR | 19 | ELTRNC CARDAUTOMATIONDEMODULATOR BOARD | 5540A0573 | M | 238 | 40 | CRE1 | 101 | NP | 1 NOS | 95000 | 95000 | 2021-09-06 | 970372847 | 130 | 2021-07-14
1002563083 | 227-CRM - Electrical Maintenance | 149329-RAVI SHEKHAR | 2021-06-21 | PR | 21 | EPC ADAPTER FIFE IEXM-RJ45/RJ45-M43907 | 5620A3833 | M | 240 | 40 | CRE1 | 101 | NP | 1 NOS | 10000 | 10000 | 2021-09-06 | 970372847 | 140 | 2021-07-14
1002563083 | 227-CRM - Electrical Maintenance | 149329-RAVI SHEKHAR | 2021-06-21 | PR | 24 | SMPS;170W230VACCONVERTER24VDC1.1A | 5084A0015 | M | 240 | 40 | CRE1 | 101 | NP | 1 NOS | 15000 | 15000 | 2021-09-06 | 970372847 | 150 | 2021-07-14
1002563083 | 227-CRM - Electrical Maintenance | 149329-RAVI SHEKHAR | 2021-06-21 | PR | 25 | CAM SWITCH 1-2-3 LATCHING FIFE T0-3-82 | 5872A2873 | M | 234 | 40 | CRE1 | 104 | NP | 1 NOS | 5500 | 5500 | 2021-09-06 | 970372849 | 20 | 2021-07-14
1002563083 | 227-CRM - Electrical Maintenance | 149329-RAVI SHEKHAR | 2021-06-21 | PR | 26 | CAM SWITCH 2-0-1 GROPING FIFE T0-1-153 | 5872A2874 | M | 234 | 40 | CRE1 | 104 | NP | 1 NOS | 6500 | 6500 | 2021-09-06 | 970372849 | 30 | 2021-07-14
1002564296 | 227-CRM - Electrical Maintenance | 121461-R K Sachan | 2021-06-22 | RO | 1 | Art PaperDigitaldoublemorethan50 nos | 0291A6505 | M | 274 | 40 | CRE1 | 133 | NB | 1200 NOS | 2.64 | 3168 | 2021-06-22 | 4407689035 | 10 | 2021-06-23
1002564296 | 227-CRM - Electrical Maintenance | 121461-R K Sachan | 2021-06-22 | RO | 2 | Register - Leather Binding(20x15) | 0291A6538 | M | 274 | 40 | CR01 | 133 | NB | 12 NOS | 31.35 | 376.2 | 2021-06-22 | 4407689035 | 20 | 2021-06-23
1002564407 | 227-CRM - Electrical Maintenance | 198458-ANUPAM ANAND DUBEY | 2021-06-22 | PR | 1 | CBL SCKTRING16MM2COPPERCRIMPINGUP T | 5794A0247 | M | 222 | 40 | CRE1 | 104 | NB | 150 NOS | 13.5 | 2025 | 2021-07-22 | 921021485 | 10 | 2021-06-23
1002565175 | 227-CRM - Electrical Maintenance | 410231-Mr.N S Jaggi | 2021-06-23 | PR | 1 | GAS DTCTR;FIXED GAS MONITOR | 5881A0013 | M | 290 | 40 | CRE1 | 104 | NP | 1 NOS | 44100 | 44100 | 2021-07-01 | 970369828 | 10 | 2021-06-24
1002565227 | 227-CRM - Electrical Maintenance | 149329-RAVI SHEKHAR | 2021-06-23 | PR | 1 | OFFC ACCS;RAIN COAT SHIRT AND PAINT | 5789A0059 | M | 276 | 40 | CRE1 | 104 | NB | 5 NOS | 1000 | 5000 | 2021-07-23 | 921021678 | 10 | 2021-06-23
1002565227 | 227-CRM - Electrical Maintenance | 149329-RAVI SHEKHAR | 2021-06-23 | PR | 2 | OFFC ACCS;RAIN COAT SHIRT AND PAINT | 5789A0061 | M | 276 | 40 | CRE1 | 104 | NB | 5 NOS | 1000 | 5000 | 2021-07-23 | 921021678 | 20 | 2021-06-23
1002565227 | 227-CRM - Electrical Maintenance | 149329-RAVI SHEKHAR | 2021-06-23 | PR | 3 | OFFC ACCS;RAIN COAT SHIRT AND PAINT | 5789A0062 | M | 276 | 40 | CRE1 | 104 | NB | 5 NOS | 1000 | 5000 | 2021-07-23 | 921021678 | 30 | 2021-06-23
1002565307 | 227-CRM - Electrical Maintenance | 149329-RAVI SHEKHAR | 2021-06-24 | PR | 1 | DRV SPR;AC MAGNETIC CONTACTORHITACHI | 5542A0636 | M | 240 | 40 | CRE1 | 101 | NP | 5 NOS | 39000 | 195000 | 2021-07-24 | 970370373 | 10 | 2021-06-28
1002565758 | 227-CRM - Electrical Maintenance | 121461-R K Sachan | 2021-06-24 | PR | 1 | CNTCR;25 A3 250/500 VPOWER - AC 415 | 5890A1200 | M | 234 | 40 | CRE1 | 104 | NP | 18 NOS | 2000 | 36000 | 2021-07-24 | 970372482 | 10 | 2021-07-12
1002565758 | 227-CRM - Electrical Maintenance | 121461-R K Sachan | 2021-06-24 | PR | 2 | RELAY;PHASE SEQUENC RELAY PHASE RELAY | 5607A1415 | M | 232 | 40 | CRE1 | 104 | NP | 2 NOS | 20000 | 40000 | 2021-07-24 | 970372482 | 20 | 2021-07-12
1002566034 | 227-CRM - Electrical Maintenance | 198458-ANUPAM ANAND DUBEY | 2021-06-24 | PR | 1 | POWER SUPPLY;240VAC12VDC2A | 5262A0220 | M | 235 | 40 | CRE1 | 104 | NB | 20 NOS | 216 | 4320 | 2021-07-24 | 921022387 | 10 | 2021-06-25
1002566671 | 227-CRM - Electrical Maintenance | 149329-RAVI SHEKHAR | 2021-06-25 | PR | 1 | PYROMTR;375-1150 oCMULTI-WAVELENGTH 24 | 5665A0042 | M | 256 | 40 | CRE1 | 101 | NP | 1 NOS | 700000 | 700000 | 2021-08-24 | 970371850 | 10 | 2021-07-08
1002566671 | 227-CRM - Electrical Maintenance | 149329-RAVI SHEKHAR | 2021-06-25 | PR | 2 | PYROMTR;200-600 oCMULTI-WAVELENGTH 247 | 5665A0044 | M | 256 | 40 | CRE1 | 101 | NP | 1 NOS | 700000 | 700000 | 2021-08-24 | 970371850 | 20 | 2021-07-08
1002566838 | 227-CRM - Electrical Maintenance | 198458-ANUPAM ANAND DUBEY | 2021-06-25 | PR | 1 | LASER DISTANCE METER FERROTRON EOT CRA | 5956A3813 | M | 256 | 40 | CRE1 | 107 | NP | 1 NOS | 798500 | 798500 | 2021-07-25 | 970372851 | 10 | 2021-07-14
1002566861 | 227-CRM - Electrical Maintenance | 198458-ANUPAM ANAND DUBEY | 2021-06-25 | PR | 1 | SPL INST;TEMP. PROGRAM CONTROLLER I/P - | 6049A0105 | M | 256 | 40 | CRE1 | 104 | NP | 3 NOS | 33000 | 99000 | 2021-07-25 | 970371846 | 10 | 2021-07-08
1002566868 | 227-CRM - Electrical Maintenance | 198458-ANUPAM ANAND DUBEY | 2021-06-25 | PR | 1 | COOLING FAN EBMPAPAST ACS800-704-0640- | 5542A2178 | M | 240 | 40 | CRE1 | 104 | NP | 2 NOS | 50000 | 100000 | 2021-07-29 | 970371849 | 10 | 2021-07-08
1002567227 | 227-CRM - Electrical Maintenance | 119449-Swapan K Das | 2021-06-26 | PR | 1 | ED USER COM SPR | 5309A0092 | M | 212 | 40 | CRE1 | 104 | NB | 2 NOS | 1000 | 2000 | 2021-08-13 | 921044747 | 10 | 2021-08-18
1002569385 | 227-CRM - Electrical Maintenance | 154844-JEEVAN JYOTI JENA | 2021-06-30 | PR | 1 | LV HAND GLOVES;8 | 5775A0003 | M | 290 | 40 | CRE1 | 104 | NB | 15 PAA | 736.99 | 11054.85 | 2021-07-30 | 921026346 | 10 | 2021-07-05
1002569385 | 227-CRM - Electrical Maintenance | 154844-JEEVAN JYOTI JENA | 2021-06-30 | PR | 2 | LV HAND GLOVES;10 | 5775A0004 | M | 290 | 40 | CRE1 | 104 | NB | 10 PAA | 736.99 | 7369.9 | 2021-07-30 | 921026346 | 20 | 2021-07-05
1002569385 | 227-CRM - Electrical Maintenance | 154844-JEEVAN JYOTI JENA | 2021-06-30 | PR | 3 | LV HAND GLOVES;9 | 5775A0005 | M | 290 | 40 | CRE1 | 104 | NB | 15 PAA | 736.99 | 11054.85 | 2021-07-30 | 921026346 | 30 | 2021-07-05
1002570942 | 227-CRM - Electrical Maintenance | 154844-JEEVAN JYOTI JENA | 2021-07-02 | PR | 1 | AIR COMPRESSOR VIBRATION PROBE INGERSOL | 5956A4187 | M | 256 | 40 | CRE1 | 101 | NP | 3 NOS | 72090 | 216270 | 2021-09-30 | 970371662 | 10 | 2021-07-07
1002570983 | 227-CRM - Electrical Maintenance | 154844-JEEVAN JYOTI JENA | 2021-07-02 | PR | 1 | PHOTOELECTRIC SENSOR BALUFF EDT MACHIN | 5956A2298 | M | 256 | 40 | CRE1 | 101 | NP | 6 NOS | 9000 | 54000 | 2021-08-01 | 970371334 | 10 | 2021-07-05
1002570983 | 227-CRM - Electrical Maintenance | 154844-JEEVAN JYOTI JENA | 2021-07-02 | PR | 2 | PROXY SENSOR BALLUFF EDT MACHINE RX S | 5956A4182 | M | 256 | 40 | CRE1 | 101 | NP | 6 NOS | 9000 | 54000 | 2021-08-01 | 970371334 | 20 | 2021-07-05
1002570983 | 227-CRM - Electrical Maintenance | 154844-JEEVAN JYOTI JENA | 2021-07-02 | PR | 3 | PROXY SENSOR BALLUFF EDT MACHINE PROX | 5956A4183 | M | 256 | 40 | CRE1 | 101 | NP | 6 NOS | 7000 | 42000 | 2021-08-01 | 970371334 | 30 | 2021-07-05
1002571136 | 227-CRM - Electrical Maintenance | 149329-RAVI SHEKHAR | 2021-07-02 | PR | 1 | SPL CBL;10 MTR. SENSOR CABLE FOR PYRO W | 6045A0503 | M | 222 | 40 | CRE1 | 104 | NP | 2 NOS | 20000 | 40000 | 2021-08-31 | 970371332 | 10 | 2021-07-05
1002572075 | 227-CRM - Electrical Maintenance | 410231-Mr.N S Jaggi | 2021-07-03 | PR | 1 | GLAND PACKING FORBES MARSHALL COGD & H | 5956A4185 | M | 256 | 40 | CRE1 | 104 | NP | 4 NOS | 10500 | 42000 | 2021-08-09 | 970372486 | 10 | 2021-07-12
1002572075 | 227-CRM - Electrical Maintenance | 410231-Mr.N S Jaggi | 2021-07-03 | PR | 2 | GLAND PACKING FORBES MARSHALL COGD & H | 5956A4186 | M | 256 | 40 | CRE1 | 104 | NP | 4 NOS | 8850 | 35400 | 2021-08-09 | 970372486 | 20 | 2021-07-12
1002572101 | 227-CRM - Electrical Maintenance | 504850-ANOOP RADHEYSHYAM PANDEY | 2021-07-04 | PR | 3 | ANNUNCIATOR;1490-270VAC/DC | 5658A0009 | M | 240 | 40 | CRE1 | 104 | NB | 1 NOS | 17808 | 17808 | 2021-08-03 | 921026349 | 10 | 2021-07-05
1002572187 | 227-CRM - Electrical Maintenance | 504850-ANOOP RADHEYSHYAM PANDEY | 2021-07-04 | PR | 1 | WRAP SEAL 200 MMPERMECEAL 25 MFIBREG | 6024A0021 | M | 202 | 40 | CRE1 | 104 | NB | 3 025 | 12518.6 | 37555.8 | 2021-08-03 | 921026339 | 10 | 2021-07-05
1002572189 | 227-CRM - Electrical Maintenance | 504850-ANOOP RADHEYSHYAM PANDEY | 2021-07-04 | PR | 1 | CNTRLR;PROCESS CONTROLLER100-240VAC | 5495A0162 | M | 240 | 40 | CRE1 | 104 | NB | 1 NOS | 53560 | 53560 | 2021-08-03 | 921028323 | 10 | 2021-07-09
1002572200 | 227-CRM - Electrical Maintenance | 504850-ANOOP RADHEYSHYAM PANDEY | 2021-07-04 | PR | 1 | FILTER ELEMENT NORGREN .1/2'' BSP FILT | 5956A2967 | M | 256 | 40 | CRE1 | 104 | NB | 6 NOS | 391.16 | 2346.96 | 2021-08-31 | 921026345 | 10 | 2021-07-05
1002572205 | 227-CRM - Electrical Maintenance | 504850-ANOOP RADHEYSHYAM PANDEY | 2021-07-04 | RO | 1 | SUGAR | 1044A0020 | M | 218 | 40 | CRMO | 133 | NB | 30 KG | 42.29 | 1268.7 | 2021-07-04 | 4407740346 | 10 | 2021-07-05
1002572205 | 227-CRM - Electrical Maintenance | 504850-ANOOP RADHEYSHYAM PANDEY | 2021-07-04 | RO | 2 | CANTEEN EDIBLES ( milk ) | 1044A0051 | M | 218 | 40 | CRMO | 133 | NB | 30 KG | 464.35 | 13930.5 | 2021-07-04 | 4407740346 | 20 | 2021-07-05
1002572205 | 227-CRM - Electrical Maintenance | 504850-ANOOP RADHEYSHYAM PANDEY | 2021-07-04 | RO | 3 | CANTEEN EDIBLES TATA TEA | 1044A0053 | M | 218 | 40 | CRMO | 133 | NB | 10 KG | 435.83 | 4358.3 | 2021-07-04 | 4407740346 | 30 | 2021-07-05
1002572223 | 227-CRM - Electrical Maintenance | 149487-ABHAY KUMAR MANDAL | 2021-07-04 | RO | 1 | SUGAR | 1044A0020 | M | 218 | 40 | CRMO | 133 | NB | 12 KG | 42.29 | 507.48 | 2021-07-04 | 4407740276 | 10 | 2021-07-05
1002572223 | 227-CRM - Electrical Maintenance | 149487-ABHAY KUMAR MANDAL | 2021-07-04 | RO | 2 | CANTEEN EDIBLES ( milk ) | 1044A0051 | M | 218 | 40 | CRMO | 133 | NB | 16 KG | 464.35 | 7429.6 | 2021-07-04 | 4407740276 | 20 | 2021-07-05
1002572223 | 227-CRM - Electrical Maintenance | 149487-ABHAY KUMAR MANDAL | 2021-07-04 | RO | 3 | CANTEEN EDIBLES TATA TEA | 1044A0053 | M | 218 | 40 | CRMO | 133 | NB | 7 KG | 435.83 | 3050.81 | 2021-07-04 | 4407740276 | 30 | 2021-07-05
1002572749 | 227-CRM - Electrical Maintenance | 121461-R K Sachan | 2021-07-05 | PR | 2 | COMMUNICATION MODULE ABB CI853 KO1 | 5620A2456 | M | 240 | 40 | CRE1 | 101 | NP | 1 NOS | 200000 | 200000 | 2021-08-04 | 970372474 | 10 | 2021-07-12
1002572766 | 227-CRM - Electrical Maintenance | 121461-R K Sachan | 2021-07-05 | PR | 1 | ENCODR;ENCODER LEINE & LINDE 507687-01 | 5508A0427 | M | 240 | 40 | CRE1 | 101 | NP | 2 NOS | 95000 | 190000 | 2021-08-04 | 970372496 | 10 | 2021-07-12
1002572810 | 227-CRM - Electrical Maintenance | 121461-R K Sachan | 2021-07-05 | PR | 1 | ACTTRCNTRL VLV;CONTINOUS CONTROL | 5519A0087 | M | 256 | 40 | CRE1 | 101 | NP | 5 NOS | 200000 | 1000000 | 2021-09-03 | 970374670 | 10 | 2021-07-26
1002572810 | 227-CRM - Electrical Maintenance | 121461-R K Sachan | 2021-07-05 | PR | 2 | ACTTRCNTRL VLV;CONTINOUS CONTROL | 5519A0091 | M | 256 | 40 | CRE1 | 101 | NP | 5 NOS | 150000 | 750000 | 2021-09-03 | 970374670 | 20 | 2021-07-26
1002572810 | 227-CRM - Electrical Maintenance | 121461-R K Sachan | 2021-07-05 | PR | 3 | ACTTRCNTRL VLV;CONTINOUS CONTROL | 5519A0092 | M | 256 | 40 | CRE1 | 101 | NP | 3 NOS | 100000 | 300000 | 2021-09-03 | 970374670 | 30 | 2021-07-26
1002572892 | 227-CRM - Electrical Maintenance | 121461-R K Sachan | 2021-07-05 | PR | 1 | CONVERTER ICP CON I-7524 CR | 5620A3932 | M | 240 | 40 | CRE1 | 101 | NP | 5 NOS | 38000 | 190000 | 2021-08-04 | 970372495 | 10 | 2021-07-12
1002573484 | 227-CRM - Electrical Maintenance | 198458-ANUPAM ANAND DUBEY | 2021-07-06 | PR | 1 | WRLESS DVCE SPR;USB DATA CABLE2903447 | 5453A0045 | M | 240 | 40 | CRE1 | 104 | NP | 2 NOS | 10000 | 20000 | 2021-08-05 | 970371672 | 10 | 2021-07-07
1002573484 | 227-CRM - Electrical Maintenance | 198458-ANUPAM ANAND DUBEY | 2021-07-06 | PR | 2 | CONFIGURATION MEMORY PHOENIX 2902814 | 5453A0228 | M | 212 | 40 | CRE1 | 104 | NP | 9 NOS | 6000 | 54000 | 2021-08-05 | 970371672 | 20 | 2021-07-07
1002573543 | 227-CRM - Electrical Maintenance | 149329-RAVI SHEKHAR | 2021-07-06 | PR | 1 | IR OVEN HEATER BUS SET CARLISLE BGK 66 | 5525A0185 | M | 226 | 40 | CRE1 | 107 | NP | 6 NOS | 3064.4 | 18386.4 | 2021-08-20 | 970371669 | 10 | 2021-07-07
1002573797 | 227-CRM - Electrical Maintenance | 198458-ANUPAM ANAND DUBEY | 2021-07-06 | RO | 1 | SUGAR | 1044A0020 | M | 218 | 40 | CRMO | 133 | NB | 7 KG | 42.29 | 296.03 | 2021-07-06 | 4407748934 | 10 | 2021-07-07
1002573797 | 227-CRM - Electrical Maintenance | 198458-ANUPAM ANAND DUBEY | 2021-07-06 | RO | 2 | CANTEEN EDIBLES ( milk ) | 1044A0051 | M | 218 | 40 | CRMO | 133 | NB | 18 KG | 464.35 | 8358.3 | 2021-07-06 | 4407748934 | 20 | 2021-07-07
1002573797 | 227-CRM - Electrical Maintenance | 198458-ANUPAM ANAND DUBEY | 2021-07-06 | RO | 3 | CANTEEN EDIBLES TATA TEA | 1044A0053 | M | 218 | 40 | CRMO | 133 | NB | 3 KG | 435.83 | 1307.49 | 2021-07-06 | 4407748934 | 30 | 2021-07-07
1002573807 | 227-CRM - Electrical Maintenance | 198458-ANUPAM ANAND DUBEY | 2021-07-06 | PR | 2 | SPL LGHT;LED TRAFFIC GREEN NO NO 220 | 5684A0172 | M | 229 | 40 | CRE1 | 104 | NB | 8 NOS | 5000 | 40000 | 2021-08-05 | 921027260 | 10 | 2021-07-07
1002573819 | 227-CRM - Electrical Maintenance | 198458-ANUPAM ANAND DUBEY | 2021-07-06 | PR | 1 | OPTO AMPLIFIER RAJDEEP INDUSTRIAL AN | 5956A3990 | M | 256 | 40 | CRE1 | 101 | NP | 8 NOS | 10000 | 80000 | 2021-08-05 | 970371845 | 10 | 2021-07-08
1002573819 | 227-CRM - Electrical Maintenance | 198458-ANUPAM ANAND DUBEY | 2021-07-06 | PR | 2 | POWER PACK WITHOUT DELAY RAJDEEP INDUS | 5956A3991 | M | 256 | 40 | CRE1 | 101 | NP | 8 NOS | 5000 | 40000 | 2021-08-05 | 970371845 | 20 | 2021-07-08
1002574139 | 227-CRM - Electrical Maintenance | 121461-R K Sachan | 2021-07-07 | RO | 1 | SUGAR | 1044A0020 | M | 218 | 40 | CRMO | 133 | NB | 7 KG | 42.29 | 296.03 | 2021-07-08 | 4407748942 | 10 | 2021-07-07
1002574139 | 227-CRM - Electrical Maintenance | 121461-R K Sachan | 2021-07-07 | RO | 2 | CANTEEN EDIBLES ( milk ) | 1044A0051 | M | 218 | 40 | CRMO | 133 | NB | 18 KG | 464.35 | 8358.3 | 2021-07-08 | 4407748942 | 20 | 2021-07-07
1002574139 | 227-CRM - Electrical Maintenance | 121461-R K Sachan | 2021-07-07 | RO | 3 | CANTEEN EDIBLES TATA TEA | 1044A0053 | M | 218 | 40 | CRMO | 133 | NB | 3 KG | 435.83 | 1307.49 | 2021-07-08 | 4407748942 | 30 | 2021-07-07
1002574768 | 227-CRM - Electrical Maintenance | 121461-R K Sachan | 2021-07-08 | PR | 1 | GEAR MOTR;7.5 KW415 V1468 RPMM1 | 5650A0311 | M | 230 | 40 | CRE1 | 101 | NP | 1 NOS | 300000 | 300000 | 2021-08-07 | 970374291 | 10 | 2021-07-23
1002574768 | 227-CRM - Electrical Maintenance | 121461-R K Sachan | 2021-07-08 | PR | 2 | GEAR BOX OF GEAR MOTOR SEW EURO DRIVE | 5623A1066 | M | 230 | 40 | CRE1 | 101 | NP | 1 NOS | 98000 | 98000 | 2021-08-07 | 970374291 | 20 | 2021-07-23
1002576219 | 227-CRM - Electrical Maintenance | 154844-JEEVAN JYOTI JENA | 2021-07-09 | RO | 1 | AC MOTR;IE3 3.7 KW415 +10%-15% VSQUI | 5900A2972 | M | 230 | 40 | CRE1 | 101 | NB | 1 NOS | 11599.2 | 11599.2 | 2021-08-08 | 4407771319 | 10 | 2021-07-12
1002576347 | 227-CRM - Electrical Maintenance | 154844-JEEVAN JYOTI JENA | 2021-07-09 | PR | 1 | CONNECTOR WITH CABLE BALLUFF EDT MACHI | 5956A4184 | M | 256 | 40 | CRE1 | 104 | NP | 10 NOS | 1500 | 15000 | 2021-10-07 | 970373909 | 10 | 2021-07-21
1002576812 | 227-CRM - Electrical Maintenance | 410231-Mr.N S Jaggi | 2021-07-11 | RO | 2 | PR TRNTR;4 TO 20 MA DC WITH DIGITAL COM | 5496A0415 | M | 256 | 40 | CRE1 | 101 | NB | 1 NOS | 19931 | 19931 | 2021-09-02 | 4407771149 | 10 | 2021-07-12
1002576812 | 227-CRM - Electrical Maintenance | 410231-Mr.N S Jaggi | 2021-07-11 | RO | 3 | TEMP TRNTR;2 WIRE TEMPERATURE TRANSMITTE | 5593A0099 | M | 256 | 40 | CRE1 | 101 | NB | 1 NOS | 11850 | 11850 | 2021-09-02 | 4407771150 | 10 | 2021-07-12
1002576936 | 227-CRM - Electrical Maintenance | 504850-ANOOP RADHEYSHYAM PANDEY | 2021-07-11 | PR | 1 | RELAY;NUMERICAL MOTOR PROTECTION +/-5 | 5607A0938 | M | 232 | 40 | CRE1 | 101 | NP | 16 NOS | 10000 | 160000 | 2021-08-10 | 970378190 | 10 | 2021-08-16
1002577229 | 227-CRM - Electrical Maintenance | 164181-RAVI KARAN | 2021-07-12 | PR | 1 | ENRGY MTR;ENERGY METERTHREE110VAC | 5332A0008 | M | 235 | 40 | CRE1 | 101 | NP | 6 NOS | 18500 | 111000 | 2021-08-11 | 970374296 | 10 | 2021-07-23
1002577264 | 227-CRM - Electrical Maintenance | 164181-RAVI KARAN | 2021-07-12 | PR | 1 | SPAREELECTRONIC;MODBUS TCP/IP GATEWAY | 5968A0004 | M | 240 | 40 | CRE1 | 104 | NB | 2 NOS | 20500 | 41000 | 2021-08-11 | 921029331 | 10 | 2021-07-12
1002577536 | 227-CRM - Electrical Maintenance | 121461-R K Sachan | 2021-07-12 | PR | 1 | PLC SPR;TERMINAL BASEROCKWELL | 5620A1171 | M | 240 | 40 | CRE1 | 104 | NP | 10 NOS | 5000 | 50000 | 2021-07-30 | 970374295 | 10 | 2021-07-23
1002577726 | 227-CRM - Electrical Maintenance | 149329-RAVI SHEKHAR | 2021-07-12 | RO | 1 | SUGAR | 1044A0020 | M | 218 | 40 | CRMO | 133 | NB | 10 KG | 42.29 | 422.9 | 2021-07-12 | 4407774433 | 10 | 2021-07-13
1002577726 | 227-CRM - Electrical Maintenance | 149329-RAVI SHEKHAR | 2021-07-12 | RO | 2 | CANTEEN EDIBLES ( milk ) | 1044A0051 | M | 218 | 40 | CRMO | 133 | NB | 16 KG | 464.35 | 7429.6 | 2021-07-12 | 4407774433 | 20 | 2021-07-13
1002577726 | 227-CRM - Electrical Maintenance | 149329-RAVI SHEKHAR | 2021-07-12 | RO | 3 | CANTEEN EDIBLES TATA TEA | 1044A0053 | M | 218 | 40 | CRMO | 133 | NB | 6 KG | 435.83 | 2614.98 | 2021-07-12 | 4407774433 | 30 | 2021-07-13
1002578775 | 227-CRM - Electrical Maintenance | 198458-ANUPAM ANAND DUBEY | 2021-07-14 | PR | 1 | FUSE;SEMICONDUCTOR100A690V200KAYES | 5748A0575 | M | 225 | 40 | CRE1 | 104 | NP | 20 NOS | 800 | 16000 | 2021-08-13 | 970373747 | 10 | 2021-07-20
1002578775 | 227-CRM - Electrical Maintenance | 198458-ANUPAM ANAND DUBEY | 2021-07-14 | PR | 2 | FUSE;SEMICONDUCTOR63A690V200KAYES | 5748A0580 | M | 225 | 40 | CRE1 | 104 | NP | 20 NOS | 500 | 10000 | 2021-08-13 | 970373747 | 20 | 2021-07-20
1002578775 | 227-CRM - Electrical Maintenance | 198458-ANUPAM ANAND DUBEY | 2021-07-14 | PR | 3 | FUSE;SEMICONDUCTOR315A690V200KAAC | 5748A0595 | M | 225 | 40 | CRE1 | 104 | NP | 15 NOS | 2500 | 37500 | 2021-08-13 | 970373747 | 30 | 2021-07-20
1002578775 | 227-CRM - Electrical Maintenance | 198458-ANUPAM ANAND DUBEY | 2021-07-14 | PR | 4 | FUSE;SEMICONDUCTOR350A660V200KAYES | 5748A0782 | M | 225 | 40 | CRE1 | 104 | NP | 12 NOS | 3000 | 36000 | 2021-08-13 | 970373747 | 40 | 2021-07-20
1002579011 | 227-CRM - Electrical Maintenance | 154844-JEEVAN JYOTI JENA | 2021-07-14 | PR | 1 | OFFC ACCS;RAIN COAT SHIRT AND PAINT | 5789A0057 | M | 276 | 40 | CRE1 | 104 | NB | 11 SET | 750 | 8250 | 2021-07-19 | 921035004 | 10 | 2021-07-26
1002579011 | 227-CRM - Electrical Maintenance | 154844-JEEVAN JYOTI JENA | 2021-07-14 | PR | 2 | OFFC ACCS;RAIN COAT SHIRT AND PAINT | 5789A0058 | M | 276 | 40 | CRE1 | 104 | NB | 3 SET | 750 | 2250 | 2021-07-19 | 921035004 | 20 | 2021-07-26
1002579011 | 227-CRM - Electrical Maintenance | 154844-JEEVAN JYOTI JENA | 2021-07-14 | PR | 3 | OFFC ACCS;RAIN COAT SHIRT AND PAINT | 5789A0061 | M | 276 | 40 | CRE1 | 104 | NB | 1 NOS | 750 | 750 | 2021-07-19 | 921035004 | 30 | 2021-07-26
1002579178 | 227-CRM - Electrical Maintenance | 121461-R K Sachan | 2021-07-14 | PR | 1 | LT CBL;11MM2COPPERPVC | 5717A0377 | M | 222 | 40 | CRE1 | 104 | NB | 400 M | 15 | 6000 | 2021-07-31 | 921032206 | 10 | 2021-07-19
1002580131 | 227-CRM - Electrical Maintenance | 198458-ANUPAM ANAND DUBEY | 2021-07-15 | PR | 1 | WIRELESS GTWY;INDUSTRIAL COMM. GATEWAY | 5322A0077 | M | 212 | 40 | CRE1 | 121 | NP | 5 NOS | 40000 | 200000 | 2021-08-14 | 970373746 | 10 | 2021-07-20
1002580150 | 227-CRM - Electrical Maintenance | 198458-ANUPAM ANAND DUBEY | 2021-07-15 | PR | 1 | SCADA SOFTWARE ADVANTECH WA-PRO-MA75 | 5620A3975 | M | 240 | 40 | CRE1 | 104 | NP | 1 NOS | 40000 | 40000 | 2021-08-14 | 970373732 | 10 | 2021-07-20
1002580189 | 227-CRM - Electrical Maintenance | 198458-ANUPAM ANAND DUBEY | 2021-07-15 | RO | 2 | MESRG ISNT;ELECTRONICS MOTOR CHECKER E | 5668A0201 | M | 235 | 40 | CRE1 | 104 | NB | 1 NOS | 13000 | 13000 | 2021-08-14 | 4407801799 | 10 | 2021-07-19
1002580279 | 227-CRM - Electrical Maintenance | 121461-R K Sachan | 2021-07-16 | PR | 1 | GEAR MOTR;0.37 KW240/415 VAC2840 RPMI | 5650A0174 | M | 230 | 40 | CRE1 | 104 | NP | 1 SET | 75000 | 75000 | 2021-08-30 | 970374294 | 10 | 2021-07-23
1002580849 | 227-CRM - Electrical Maintenance | 164181-RAVI KARAN | 2021-07-16 | PR | 1 | BRAK;16 INELECTROMAGNETIC SHUNT DC SI | 5507A0107 | M | 237 | 40 | CRE1 | 101 | NP | 2 NOS | 140329.54 | 280659.08 | 2021-08-15 | 970377333 | 10 | 2021-08-11
1002580913 | 227-CRM - Electrical Maintenance | 198458-ANUPAM ANAND DUBEY | 2021-07-16 | PR | 2 | CBL SCKT;TUBE1MM2COPPERCRIMPING | 5794A0354 | M | 222 | 40 | CRE1 | 104 | NB | 800 NOS | 4 | 3200 | 2021-08-15 | 921032204 | 10 | 2021-07-19
1002580913 | 227-CRM - Electrical Maintenance | 198458-ANUPAM ANAND DUBEY | 2021-07-16 | PR | 3 | CBL SCKT;TUBE1.5MM2COPPERCRIMPING | 5794A0355 | M | 222 | 40 | CRE1 | 104 | NB | 800 NOS | 4 | 3200 | 2021-08-15 | 921032204 | 20 | 2021-07-19
1002580913 | 227-CRM - Electrical Maintenance | 198458-ANUPAM ANAND DUBEY | 2021-07-16 | PR | 4 | CBL SCKT;TUBE2.5MM2COPPERCRIMPING | 5794A0356 | M | 222 | 40 | CRE1 | 104 | NB | 800 NOS | 5 | 4000 | 2021-08-15 | 921032204 | 30 | 2021-07-19
1002580913 | 227-CRM - Electrical Maintenance | 198458-ANUPAM ANAND DUBEY | 2021-07-16 | PR | 5 | CBL SCKT;TUBE4MM2COPPERCRIMPING | 5794A0357 | M | 222 | 40 | CRE1 | 104 | NB | 800 NOS | 6 | 4800 | 2021-08-15 | 921032204 | 40 | 2021-07-19
1002580913 | 227-CRM - Electrical Maintenance | 198458-ANUPAM ANAND DUBEY | 2021-07-16 | PR | 6 | CBL SCKT;TUBE6MM2COPPERCRIMPING | 5794A0358 | M | 222 | 40 | CRE1 | 104 | NB | 800 NOS | 6 | 4800 | 2021-08-15 | 921032204 | 50 | 2021-07-19
1002580963 | 227-CRM - Electrical Maintenance | 198458-ANUPAM ANAND DUBEY | 2021-07-16 | PR | 1 | LT CBL;31.5MM2COPPERPVC | 5717A0324 | M | 222 | 40 | CRE1 | 104 | NB | 450 M | 44 | 19800 | 2021-08-15 | 921032202 | 10 | 2021-07-19
1002580970 | 227-CRM - Electrical Maintenance | 149329-RAVI SHEKHAR | 2021-07-16 | PR | 1 | FUSE;HRC AC/DC 690 V1250 A200/50 KA | 5748A1066 | M | 225 | 40 | CRE1 | 104 | NP | 10 NOS | 7102 | 71020 | 2021-08-15 | 970373744 | 10 | 2021-07-20
1002581004 | 227-CRM - Electrical Maintenance | 154844-JEEVAN JYOTI JENA | 2021-07-16 | PR | 1 | ELECTRONIC CARD 398H275765 PARKER HA | 5190A3141 | M | 282 | 40 | CR01 | 104 | NP | 3 NOS | 33200 | 99600 | 2021-08-14 | 970373911 | 10 | 2021-07-21
1002581611 | 227-CRM - Electrical Maintenance | 410231-Mr.N S Jaggi | 2021-07-18 | PR | 1 | PURGE ROTAMETER KROHNE COG COMPRESSOR | 5956A4107 | M | 256 | 40 | CR01 | 104 | NP | 1 NOS | 65000 | 65000 | 2021-09-16 | 970373740 | 10 | 2021-07-20
1002585144 | 227-CRM - Electrical Maintenance | 149329-RAVI SHEKHAR | 2021-07-23 | PR | 1 | SURGE PROTECTION 4-20 DEHN OPACITY MET | 5872A2277 | M | 234 | 40 | CRE1 | 101 | NP | 20 NOS | 10830.86 | 216617.2 | 2021-09-06 | 970376505 | 10 | 2021-08-05
1002585441 | 227-CRM - Electrical Maintenance | 197370-KOUSHIK DEY | 2021-07-23 | PR | 1 | EL T&M INST;DIGITAL MULTIMETERFLUKE | 5189A0086 | M | 235 | 40 | CRE1 | 104 | NB | 1 NOS | 40000 | 40000 | 2021-08-22 | 921033907 | 10 | 2021-07-23
1002586286 | 227-CRM - Electrical Maintenance | 504850-ANOOP RADHEYSHYAM PANDEY | 2021-07-24 | RO | 1 | COMTR SPR;LAPTOP LOCKREPUTEDLAPTOP | 5309A0487 | M | 212 | 40 | CRE1 | 121 | NB | 5 NOS | 720 | 3600 | 2021-08-23 | 4407831971 | 10 | 2021-07-26
1002586286 | 227-CRM - Electrical Maintenance | 504850-ANOOP RADHEYSHYAM PANDEY | 2021-07-24 | RO | 2 | COMTR SPR;WIRELESS KEY & MOUSELOGITECH | 5309A0450 | M | 212 | 40 | CRE1 | 121 | NB | 5 NOS | 1010 | 5050 | 2021-08-23 | 4407831971 | 20 | 2021-07-26
1002586286 | 227-CRM - Electrical Maintenance | 504850-ANOOP RADHEYSHYAM PANDEY | 2021-07-24 | RO | 3 | COMTR SPR;STEREO SPEAKER SETLOGITECH | 5309A0452 | M | 212 | 40 | CR01 | 121 | NB | 6 SET | 760 | 4560 | 2021-08-23 | 4407831971 | 30 | 2021-07-26
1002586286 | 227-CRM - Electrical Maintenance | 504850-ANOOP RADHEYSHYAM PANDEY | 2021-07-24 | RO | 4 | H151 LOGITECH DESKTOP HP/LENOVO/DELL | 5309A0888 | M | 212 | 40 | CR01 | 121 | NB | 2 NOS | 910 | 1820 | 2021-08-23 | 4407831971 | 40 | 2021-07-26
1002586286 | 227-CRM - Electrical Maintenance | 504850-ANOOP RADHEYSHYAM PANDEY | 2021-07-24 | RO | 5 | OFFC ACCS;WIRELESS MOUSE {HP X3500} | 5789A0102 | M | 276 | 40 | CR01 | 121 | NB | 1 NOS | 595 | 595 | 2021-08-23 | 4407831971 | 50 | 2021-07-26
1002586389 | 227-CRM - Electrical Maintenance | 504850-ANOOP RADHEYSHYAM PANDEY | 2021-07-24 | PR | 1 | FIELD SNSR;PROXIMITYIFM ELECTRONIC | 5700A0450 | M | 256 | 40 | CRE1 | 101 | NB | 10 NOS | 7176 | 71760 | 2021-09-30 | 921061889 | 10 | 2021-09-28
1002586389 | 227-CRM - Electrical Maintenance | 504850-ANOOP RADHEYSHYAM PANDEY | 2021-07-24 | PR | 2 | FIELD SNSR;PROXIMITYIFM ELECTRONIC | 5700A0451 | M | 256 | 40 | CRE1 | 101 | NB | 20 NOS | 7176 | 143520 | 2021-09-30 | 921061889 | 20 | 2021-09-28
1002586389 | 227-CRM - Electrical Maintenance | 504850-ANOOP RADHEYSHYAM PANDEY | 2021-07-24 | PR | 3 | FLD SNSR;INDUCTIVE SENSOR PROXITRON 20 | 5700A0868 | M | 256 | 40 | CRE1 | 101 | NB | 25 NOS | 18647.44 | 466186 | 2021-09-30 | 921061889 | 30 | 2021-09-28
1002586389 | 227-CRM - Electrical Maintenance | 504850-ANOOP RADHEYSHYAM PANDEY | 2021-07-24 | PR | 4 | FLD SNSR;PROXIMITY SWITCH OMRON 12-24 | 5700A0912 | M | 256 | 40 | CRE1 | 101 | NB | 8 NOS | 3492.7 | 27941.6 | 2021-09-30 | 921061889 | 40 | 2021-09-28
1002586389 | 227-CRM - Electrical Maintenance | 504850-ANOOP RADHEYSHYAM PANDEY | 2021-07-24 | PR | 5 | FLD SNSR;ANALOGUE PROXIMITY SENSOR CONT | 5700A0915 | M | 256 | 40 | CRE1 | 101 | NB | 10 NOS | 12173.17 | 121731.7 | 2021-09-30 | 921061889 | 50 | 2021-09-28
1002586389 | 227-CRM - Electrical Maintenance | 504850-ANOOP RADHEYSHYAM PANDEY | 2021-07-24 | PR | 6 | PROXMTY;INDUCTIVE 2.5 MM10-30 VIP67 | 5885A0417 | M | 234 | 40 | CRE1 | 104 | NB | 5 NOS | 5936 | 29680 | 2021-07-24 | 921061888 | 10 | 2021-09-28
1002586389 | 227-CRM - Electrical Maintenance | 504850-ANOOP RADHEYSHYAM PANDEY | 2021-07-24 | PR | 7 | SPL CBL;CABLE WITH CONNECTOR OMRON CON | 6045A0205 | M | 222 | 40 | CRE1 | 104 | NB | 15 NOS | 1142.9 | 17143.5 | 2021-09-30 | 921061890 | 10 | 2021-09-28
1002586389 | 227-CRM - Electrical Maintenance | 504850-ANOOP RADHEYSHYAM PANDEY | 2021-07-24 | PR | 8 | PROXMTY;INDUCTIVE 100 MM20-260 VIP | 5885A0365 | M | 234 | 40 | CRE1 | 101 | NB | 10 NOS | 46925.98 | 469259.8 | 2021-08-23 | 921061891 | 10 | 2021-09-28
1002587245 | 227-CRM - Electrical Maintenance | 121461-R K Sachan | 2021-07-26 | PR | 1 | PLC SPR;POWER SUPPLYALLEN BRADLEY | 5620A0948 | M | 240 | 40 | CRE1 | 101 | NP | 5 NOS | 50000 | 250000 | 2021-08-25 | 970377332 | 10 | 2021-08-11
1002587259 | 227-CRM - Electrical Maintenance | 121461-R K Sachan | 2021-07-26 | PR | 1 | GEAR BOX OF GEAR MOTOR SEW -EURODRIVE I | 5623A1074 | M | 230 | 40 | CRE1 | 104 | NP | 1 NOS | 98000 | 98000 | 2021-08-25 | 970378187 | 10 | 2021-08-16
1002587292 | 227-CRM - Electrical Maintenance | 121461-R K Sachan | 2021-07-26 | PR | 1 | CRBN BRS;MEDIUM SOFT CONDUCTIX WAMPFLER | 5867A0368 | M | 230 | 40 | CRE1 | 101 | NP | 1 SET | 400000 | 400000 | 2021-08-25 | 970377524 | 10 | 2021-08-12
1002587308 | 227-CRM - Electrical Maintenance | 121461-R K Sachan | 2021-07-26 | PR | 1 | O RING SET LOI THERMPROCESSGERMANY HU | 5623A0984 | M | 230 | 40 | CRE1 | 107 | NP | 10 SET | 47910 | 479100 | 2021-08-25 | 970377536 | 10 | 2021-08-12
1002587436 | 227-CRM - Electrical Maintenance | 410231-Mr.N S Jaggi | 2021-07-26 | PR | 1 | LADDER FOLDABLE 6 FTFIBRE REINFORC | 5819A0067 | M | 295 | 40 | CRE1 | 104 | NB | 1 NOS | 9739.28 | 9739.28 | 2021-08-26 | 921041463 | 10 | 2021-08-10
1002587436 | 227-CRM - Electrical Maintenance | 410231-Mr.N S Jaggi | 2021-07-26 | PR | 2 | LADDER FOLDABLE 8 FTFIBRE REINFORC | 5819A0068 | M | 295 | 40 | CRE1 | 104 | NB | 1 NOS | 13502.6 | 13502.6 | 2021-08-26 | 921041463 | 20 | 2021-08-10
1002587797 | 227-CRM - Electrical Maintenance | 504850-ANOOP RADHEYSHYAM PANDEY | 2021-07-27 | PR | 1 | MATL PROJCT;CHAIR PCH-9U02R BRAVO MB BL | 5870A2648 | M | 320 | 40 | CRE1 | 114 | NC | 6 NOS | 5000 | 30000 | 2021-08-26 | 910015192 | 10 | 2021-07-27
1002588617 | 227-CRM - Electrical Maintenance | 119449-Swapan K Das | 2021-07-28 | RO | 1 | AC MOTR;IE3 15 KW415 +10%-15% VSQUIR | 5900A2992 | M | 230 | 40 | CRE1 | 101 | NB | 1 NOS | 38728.8 | 38728.8 | 2021-08-27 | 4408090367 | 10 | 2021-09-23
1002588617 | 227-CRM - Electrical Maintenance | 119449-Swapan K Das | 2021-07-28 | RO | 2 | AC MOTR;IE3 7.5 KW415 +10%-15% VSQUI | 5900A2980 | M | 230 | 40 | CRE1 | 101 | NB | 1 NOS | 21548.16 | 21548.16 | 2021-08-27 | 4408090367 | 20 | 2021-09-23
1002591274 | 227-CRM - Electrical Maintenance | 198458-ANUPAM ANAND DUBEY | 2021-07-31 | PR | 2 | CONFIGURATION MEMORY PHOENIX 2902814 | 5453A0228 | M | 212 | 40 | CRE1 | 121 | NP | 9 NOS | 6000 | 54000 | 2021-08-28 | 970375967 | 10 | 2021-08-02
1002591577 | 227-CRM - Electrical Maintenance | 198458-ANUPAM ANAND DUBEY | 2021-08-02 | PR | 1 | CHN CNVYR;DRAG CHAINKABELSCHLEPP | 5273A0096 | M | 205 | 40 | CRE1 | 133 | NP | 1 SET | 225548.75 | 225548.75 | 2021-10-01 | 970375959 | 10 | 2021-08-02
1002591723 | 227-CRM - Electrical Maintenance | 121461-R K Sachan | 2021-08-02 | RO | 1 | O-RING;VITON 138 MM4 MM146 MM70 | 5395A1019 | M | 279 | 40 | CRE1 | 104 | NB | 20 NOS | 80 | 1600 | 2021-08-31 | 4407861679 | 10 | 2021-08-02
1002591723 | 227-CRM - Electrical Maintenance | 121461-R K Sachan | 2021-08-02 | RO | 2 | O-RING;VITON 342 MM5 MM352 MM70 | 5395A1025 | M | 279 | 40 | CRE1 | 104 | NB | 20 NOS | 303 | 6060 | 2021-08-31 | 4407861679 | 20 | 2021-08-02
1002591723 | 227-CRM - Electrical Maintenance | 121461-R K Sachan | 2021-08-02 | RO | 3 | O-RING;VITON 145 MM5 MM155 MM70 | 5395A1026 | M | 279 | 40 | CRE1 | 104 | NB | 20 NOS | 100 | 2000 | 2021-08-31 | 4407861679 | 30 | 2021-08-02
1002591723 | 227-CRM - Electrical Maintenance | 121461-R K Sachan | 2021-08-02 | RO | 4 | O-RING;VITON 340 MM6 MM352 MM70 | 5395A1059 | M | 279 | 40 | CRE1 | 104 | NB | 20 NOS | 318 | 6360 | 2021-08-31 | 4407861678 | 10 | 2021-08-02
1002591723 | 227-CRM - Electrical Maintenance | 121461-R K Sachan | 2021-08-02 | RO | 5 | O-RING;VITON 390 MM6 MM402 MM70 | 5395A1060 | M | 279 | 40 | CRE1 | 104 | NB | 20 NOS | 338 | 6760 | 2021-08-31 | 4407861678 | 20 | 2021-08-02
1002591723 | 227-CRM - Electrical Maintenance | 121461-R K Sachan | 2021-08-02 | RO | 6 | O-RING;VITON 455 MM6 MM467 MM70 | 5395A1061 | M | 279 | 40 | CRE1 | 104 | NB | 20 NOS | 408 | 8160 | 2021-08-31 | 4407861678 | 30 | 2021-08-02
1002591723 | 227-CRM - Electrical Maintenance | 121461-R K Sachan | 2021-08-02 | RO | 7 | O-RING;VITON 290 MM5 MM300 MM70 | 5395A1062 | M | 279 | 40 | CRE1 | 104 | NB | 20 NOS | 270 | 5400 | 2021-08-31 | 4407861679 | 40 | 2021-08-02
1002591723 | 227-CRM - Electrical Maintenance | 121461-R K Sachan | 2021-08-02 | RO | 8 | O-RING;VITON 200 MM4 MM208 MM70 | 5395A1063 | M | 279 | 40 | CRE1 | 104 | NB | 20 NOS | 115 | 2300 | 2021-08-31 | 4407861679 | 50 | 2021-08-02
1002591764 | 227-CRM - Electrical Maintenance | 121461-R K Sachan | 2021-08-02 | PR | 1 | HOTR;ELECTRONIC SINGLE 100 DB AT 1 MET | 5048A0031 | M | 233 | 40 | CRE1 | 104 | NB | 4 NOS | 4000 | 16000 | 2021-08-31 | 921038000 | 10 | 2021-08-02
1002591764 | 227-CRM - Electrical Maintenance | 121461-R K Sachan | 2021-08-02 | PR | 2 | HOOTER;ELECTRONICSINGLE1KM220VSTEEL | 5048A0005 | M | 233 | 40 | CRE1 | 104 | NB | 6 NOS | 4000 | 24000 | 2021-08-31 | 921038000 | 20 | 2021-08-02
1002593679 | 227-CRM - Electrical Maintenance | 164181-RAVI KARAN | 2021-08-04 | PR | 1 | BRAK;13 INELECTROMAGNETIC SHUNT DC SI | 5507A0109 | M | 237 | 40 | CRE1 | 101 | NP | 2 NOS | 98617.1 | 197234.2 | 2021-09-03 | 970377339 | 10 | 2021-08-11
1002594309 | 227-CRM - Electrical Maintenance | 149329-RAVI SHEKHAR | 2021-08-05 | RO | 1 | Art PaperDigitaldoublesideupto 50 nos | 0291A6504 | M | 274 | 40 | CR01 | 133 | NB | 7000 NOS | 2.64 | 18480 | 2021-08-05 | 4407874300 | 10 | 2021-08-05
1002594309 | 227-CRM - Electrical Maintenance | 149329-RAVI SHEKHAR | 2021-08-05 | RO | 2 | Wiro Binding more than 100 sheets | 0291A6534 | M | 274 | 40 | CRMO | 133 | NB | 20 NOS | 31.35 | 627 | 2021-08-05 | 4407874300 | 20 | 2021-08-05
1002594716 | 227-CRM - Electrical Maintenance | 154844-JEEVAN JYOTI JENA | 2021-08-05 | PR | 1 | 42 PIN PLUG SOCKET HEATEX ELECTRICALS | 5872A2481 | M | 234 | 40 | CRE1 | 101 | NP | 30 SET | 16750 | 502500 | 2021-10-27 | 970387806 | 10 | 2021-10-15
1002595084 | 227-CRM - Electrical Maintenance | 149487-ABHAY KUMAR MANDAL | 2021-08-05 | RO | 1 | SUGAR | 1044A0020 | M | 218 | 40 | CRMO | 133 | NB | 12 KG | 42.29 | 507.48 | 2021-08-05 | 4407878901 | 10 | 2021-08-06
1002595084 | 227-CRM - Electrical Maintenance | 149487-ABHAY KUMAR MANDAL | 2021-08-05 | RO | 2 | CANTEEN EDIBLES ( milk ) | 1044A0051 | M | 218 | 40 | CRMO | 133 | NB | 16 KG | 464.35 | 7429.6 | 2021-08-05 | 4407878901 | 20 | 2021-08-06
1002595084 | 227-CRM - Electrical Maintenance | 149487-ABHAY KUMAR MANDAL | 2021-08-05 | RO | 3 | CANTEEN EDIBLES TATA TEA | 1044A0053 | M | 218 | 40 | CRMO | 133 | NB | 7 KG | 435.83 | 3050.81 | 2021-08-05 | 4407878901 | 30 | 2021-08-06
1002596691 | 227-CRM - Electrical Maintenance | 121461-R K Sachan | 2021-08-09 | PR | 1 | OPTL PHSNSR | 5940A0021 | M | 256 | 40 | CRE1 | 101 | NP | 3 EA | 66500 | 199500 | 2021-09-08 | 970378192 | 10 | 2021-08-16
1002597996 | 227-CRM - Electrical Maintenance | 198458-ANUPAM ANAND DUBEY | 2021-08-10 | PR | 1 | PLC SPR;TERMINAL MODULEABBTU830V1 | 5620A1038 | M | 240 | 40 | CRE1 | 101 | NP | 45 NOS | 10971 | 493695 | 2021-10-09 | 970382083 | 10 | 2021-09-10
1002598371 | 227-CRM - Electrical Maintenance | 198458-ANUPAM ANAND DUBEY | 2021-08-11 | PR | 1 | SPL INST;TEMPERATURE STICKER TEMPERATUR | 6049A0066 | M | 256 | 40 | CRE1 | 104 | NB | 2300 NOS | 43 | 98900 | 2021-08-31 | 921041909 | 10 | 2021-08-11
1002598845 | 227-CRM - Electrical Maintenance | 121461-R K Sachan | 2021-08-11 | PR | 1 | BRAKE RECTIFIER SEW -EURODRIVE INDIA P | 5623A0651 | M | 230 | 40 | CRE1 | 104 | NP | 5 NOS | 9698 | 48490 | 2021-09-10 | 970378196 | 10 | 2021-08-16
1002599648 | 227-CRM - Electrical Maintenance | 121461-R K Sachan | 2021-08-12 | PR | 1 | ENCODR;ABSOLUTE ROTARY ENCODER HUBNER | 5508A0438 | M | 240 | 40 | CRE1 | 104 | NP | 1 NOS | 98000 | 98000 | 2021-09-11 | 970378203 | 10 | 2021-08-16
1002599771 | 227-CRM - Electrical Maintenance | 198458-ANUPAM ANAND DUBEY | 2021-08-12 | PR | 1 | SWTCH SLCTR;16A3 SPRING RETURN415VNO | 5641A0104 | M | 234 | 40 | CRE1 | 104 | NP | 40 NOS | 1200 | 48000 | 2021-09-11 | 970378184 | 10 | 2021-08-16
1002599771 | 227-CRM - Electrical Maintenance | 198458-ANUPAM ANAND DUBEY | 2021-08-12 | PR | 2 | FIELD SNSR;PHOTO SWITCHALLEN BRADELLY | 5700A0631 | M | 256 | 40 | CRE1 | 104 | NP | 8 NOS | 6400 | 51200 | 2021-09-11 | 970378184 | 20 | 2021-08-16
1002599807 | 227-CRM - Electrical Maintenance | 198458-ANUPAM ANAND DUBEY | 2021-08-12 | PR | 2 | POWER COLLECTOR ENGINEERING SPARES OF I | 5531A0863 | M | 241 | 40 | CRE1 | 101 | NP | 90 NOS | 2145 | 193050 | 2021-09-11 | 970378199 | 10 | 2021-08-16
1002600072 | 227-CRM - Electrical Maintenance | 198458-ANUPAM ANAND DUBEY | 2021-08-13 | PR | 1 | ENCODER;INCREMENTAL ROTARY ENCODERBEI | 5508A0087 | M | 240 | 40 | CRE1 | 104 | NP | 1 NOS | 85000 | 85000 | 2021-10-12 | 970378185 | 10 | 2021-08-16
1002600088 | 227-CRM - Electrical Maintenance | 198458-ANUPAM ANAND DUBEY | 2021-08-13 | PR | 1 | SPL INST;TEMPERATURE STICKER TEMPERATUR | 6049A0066 | M | 256 | 40 | CRE1 | 104 | NB | 1000 NOS | 42 | 42000 | 2021-08-31 | 921042741 | 10 | 2021-08-13
1002600952 | 227-CRM - Electrical Maintenance | 500111-PRAMOD PRASAD | 2021-08-14 | PR | 1 | ARTIFICIAL RESUSCITATOR SET 5001 SIZE : | 5953A0251 | M | 290 | 40 | CRE1 | 104 | NB | 2 SET | 5000 | 10000 | 2021-09-13 | 921043913 | 10 | 2021-08-16
1002601272 | 227-CRM - Electrical Maintenance | 121461-R K Sachan | 2021-08-16 | PR | 1 | DSPLY SCRN26INLCD MONITOR100 TO 240VA | 5107A0003 | M | 240 | 40 | CRE1 | 101 | NB | 4 NOS | 25001 | 100004 | 2021-09-16 | 921048048 | 10 | 2021-08-26
1002601882 | 227-CRM - Electrical Maintenance | 121461-R K Sachan | 2021-08-16 | RO | 1 | SUGAR | 1044A0020 | M | 218 | 40 | CRMO | 133 | NB | 7 KG | 42.29 | 296.03 | 2021-08-17 | 4407924353 | 10 | 2021-08-16
1002601882 | 227-CRM - Electrical Maintenance | 121461-R K Sachan | 2021-08-16 | RO | 2 | CANTEEN EDIBLES ( milk ) | 1044A0051 | M | 218 | 40 | CRMO | 133 | NB | 18 KG | 464.35 | 8358.3 | 2021-08-17 | 4407924353 | 20 | 2021-08-16
1002601882 | 227-CRM - Electrical Maintenance | 121461-R K Sachan | 2021-08-16 | RO | 3 | CANTEEN EDIBLES TATA TEA | 1044A0053 | M | 218 | 40 | CRMO | 133 | NB | 3 KG | 435.83 | 1307.49 | 2021-08-17 | 4407924353 | 30 | 2021-08-16
1002601987 | 227-CRM - Electrical Maintenance | 119449-Swapan K Das | 2021-08-16 | RO | 1 | AC MOTR;IE3 7.5 KW415 +10%-15% VSQUI | 5900A2980 | M | 230 | 40 | CRE1 | 101 | NB | 1 NOS | 21548.16 | 21548.16 | 2021-09-15 | 4408018999 | 10 | 2021-09-07
1002604647 | 227-CRM - Electrical Maintenance | 121461-R K Sachan | 2021-08-19 | PR | 1 | 15W DOWNLIGHTER FOR OFFICE HAVELLS LED | 5713A0449 | M | 229 | 40 | CRE1 | 104 | NP | 100 NOS | 700 | 70000 | 2021-09-23 | 970384329 | 10 | 2021-09-24
1002604654 | 227-CRM - Electrical Maintenance | 153574-Pankaj Kumar | 2021-08-19 | PR | 1 | POWER DISTRIBUTION ACCESSORIES | 6028A0005 | M | 231 | 40 | CRE1 | 104 | NP | 20 NOS | 4999 | 99980 | 2021-10-03 | 970384316 | 10 | 2021-09-24
1002604659 | 227-CRM - Electrical Maintenance | 153574-Pankaj Kumar | 2021-08-19 | PR | 1 | LT CBL;8 NOT APPLICABLE COPPER 4 | 5717A0973 | M | 222 | 40 | CRE1 | 101 | NB | 200 M | 619.04 | 123808 | 2021-09-18 | 921059668 | 10 | 2021-09-23
1002604672 | 227-CRM - Electrical Maintenance | 153574-Pankaj Kumar | 2021-08-19 | PR | 2 | THRMPCL;CROMEL + ALUMINA SS 316 0.35 | 5671A0293 | M | 256 | 40 | CRE1 | 101 | NB | 55 NOS | 2750 | 151250 | 2021-09-18 | 921059669 | 10 | 2021-09-23
1002604689 | 227-CRM - Electrical Maintenance | 153574-Pankaj Kumar | 2021-08-19 | PR | 1 | THRMPCL;CHROMEL ALUMEL SS 316 0.5 M | 5671A0313 | M | 256 | 40 | CRE1 | 104 | NB | 31 NOS | 3200 | 99200 | 2021-09-18 | 921047761 | 10 | 2021-08-26
1002604695 | 227-CRM - Electrical Maintenance | 153574-Pankaj Kumar | 2021-08-19 | RO | 1 | WATER BOTTLE MILTON ANY STAINLESS STE | 5789A0336 | M | 276 | 40 | CRE1 | 133 | NB | 20 NOS | 233.25 | 4665 | 2021-09-18 | 4407963814 | 10 | 2021-08-25
1002604786 | 227-CRM - Electrical Maintenance | 153574-Pankaj Kumar | 2021-08-20 | RO | 1 | COMTR SPR;STEREO SPEAKER SETLOGITECH | 5309A0452 | M | 212 | 40 | CRE1 | 121 | NB | 4 SET | 760 | 3040 | 2021-09-19 | 4407963849 | 10 | 2021-08-25
1002604844 | 227-CRM - Electrical Maintenance | 153574-Pankaj Kumar | 2021-08-20 | PR | 2 | SFTY FLAG | 5916A0002 | M | 290 | 40 | CRE1 | 104 | NB | 6 NOS | 2000 | 12000 | 2021-09-19 | 921047625 | 10 | 2021-08-25
1002604873 | 227-CRM - Electrical Maintenance | 153574-Pankaj Kumar | 2021-08-20 | PR | 1 | LT CBL;161.5MM2COPPER | 5717A0482 | M | 222 | 40 | CRE1 | 101 | NP | 950 M | 525 | 498750 | 2021-10-19 | 970381567 | 10 | 2021-09-07
1002605149 | 227-CRM - Electrical Maintenance | 198458-ANUPAM ANAND DUBEY | 2021-08-20 | RO | 1 | SUGAR | 1044A0020 | M | 218 | 40 | CRMO | 133 | NB | 5 KG | 42.29 | 211.45 | 2021-08-21 | 4407963702 | 10 | 2021-08-25
1002605149 | 227-CRM - Electrical Maintenance | 198458-ANUPAM ANAND DUBEY | 2021-08-20 | RO | 2 | CANTEEN EDIBLES ( milk ) | 1044A0051 | M | 218 | 40 | CRMO | 133 | NB | 17 KG | 464.35 | 7893.95 | 2021-08-21 | 4407963702 | 20 | 2021-08-25
1002605149 | 227-CRM - Electrical Maintenance | 198458-ANUPAM ANAND DUBEY | 2021-08-20 | RO | 3 | CANTEEN EDIBLES TATA TEA | 1044A0053 | M | 218 | 40 | CRMO | 133 | NB | 4 KG | 435.83 | 1743.32 | 2021-08-21 | 4407963702 | 30 | 2021-08-25
1002605375 | 227-CRM - Electrical Maintenance | 198458-ANUPAM ANAND DUBEY | 2021-08-20 | PR | 1 | ELECT BOX;JUNCTION BOXUP TO 1.1KVWALL | 5761A0151 | M | 231 | 40 | CRE1 | 104 | NB | 30 NOS | 500 | 15000 | 2021-09-19 | 921047629 | 10 | 2021-08-25
1002608685 | 227-CRM - Electrical Maintenance | 198458-ANUPAM ANAND DUBEY | 2021-08-25 | PR | 1 | EXTN BRD;CABLE REEL25M3C X 2.5MM2 | 5718A0004 | M | 227 | 40 | CR01 | 104 | NB | 10 NOS | 8003.96 | 80039.6 | 2021-09-24 | 921051247 | 10 | 2021-09-03
1002608748 | 227-CRM - Electrical Maintenance | 149329-RAVI SHEKHAR | 2021-08-26 | RO | 1 | SUGAR | 1044A0020 | M | 218 | 40 | CRMO | 133 | NB | 10 KG | 42.29 | 422.9 | 2021-08-30 | 4407966737 | 10 | 2021-08-26
1002608748 | 227-CRM - Electrical Maintenance | 149329-RAVI SHEKHAR | 2021-08-26 | RO | 2 | CANTEEN EDIBLES ( milk ) | 1044A0051 | M | 218 | 40 | CRMO | 133 | NB | 16 KG | 464.35 | 7429.6 | 2021-08-30 | 4407966737 | 20 | 2021-08-26
1002608748 | 227-CRM - Electrical Maintenance | 149329-RAVI SHEKHAR | 2021-08-26 | RO | 3 | CANTEEN EDIBLES TATA TEA | 1044A0053 | M | 218 | 40 | CRMO | 133 | NB | 5 KG | 435.83 | 2179.15 | 2021-08-30 | 4407966737 | 30 | 2021-08-26
1002608758 | 227-CRM - Electrical Maintenance | 121461-R K Sachan | 2021-08-26 | PR | 1 | WIRING BLOCK IFM PROXIMITY SWITCH | 5956A3404 | M | 256 | 40 | CRE1 | 104 | NP | 4 NOS | 12000 | 48000 | 2021-09-30 | 970385121 | 10 | 2021-09-29
1002608758 | 227-CRM - Electrical Maintenance | 121461-R K Sachan | 2021-08-26 | PR | 2 | WIRING BLOCK IFM PROXIMITY SWITCH | 5956A3405 | M | 256 | 40 | CRE1 | 104 | NP | 3 NOS | 11700 | 35100 | 2021-09-30 | 970385121 | 20 | 2021-09-29
1002608758 | 227-CRM - Electrical Maintenance | 121461-R K Sachan | 2021-08-26 | PR | 3 | T-SPLITTER IFM PROXIMITY SWITCH CO | 5956A3406 | M | 256 | 40 | CRE1 | 104 | NP | 4 NOS | 4000 | 16000 | 2021-09-30 | 970385121 | 30 | 2021-09-29
1002608759 | 227-CRM - Electrical Maintenance | 149329-RAVI SHEKHAR | 2021-08-26 | PR | 1 | CARD LV DRIVE LOGIC BOARD HITACHI SJ70 | 5542A2346 | M | 240 | 40 | CRE1 | 101 | NP | 5 NOS | 29919.75 | 149598.75 | 2021-09-30 | 970380981 | 10 | 2021-09-03
1002608759 | 227-CRM - Electrical Maintenance | 149329-RAVI SHEKHAR | 2021-08-26 | PR | 2 | TOOL CABLE FOR TYPE D DRIVE HITACHI SA | 5542A3348 | M | 240 | 40 | CRE1 | 101 | NP | 2 NOS | 61582 | 123164 | 2021-09-30 | 970380981 | 20 | 2021-09-03
1002608759 | 227-CRM - Electrical Maintenance | 149329-RAVI SHEKHAR | 2021-08-26 | PR | 3 | TOOL CABLE FOR TYPE ABC DRIV HITACHI | 5542A3349 | M | 240 | 40 | CRE1 | 101 | NP | 2 NOS | 61582 | 123164 | 2021-09-30 | 970380981 | 30 | 2021-09-03
1002608759 | 227-CRM - Electrical Maintenance | 149329-RAVI SHEKHAR | 2021-08-26 | PR | 4 | OMRON CABLE HITACHI 3G3AX-PCACN2 2800 | 5542A3350 | M | 240 | 40 | CRE1 | 101 | NP | 2 NOS | 32000 | 64000 | 2021-09-30 | 970380981 | 40 | 2021-09-03
1002608759 | 227-CRM - Electrical Maintenance | 149329-RAVI SHEKHAR | 2021-08-26 | PR | 5 | ENGINEERING & DIAGNOSTIC TOOL HITACHI | 5542A3351 | M | 240 | 40 | CRE1 | 101 | NP | 2 NOS | 75000 | 150000 | 2021-09-30 | 970380981 | 50 | 2021-09-03
1002609399 | 227-CRM - Electrical Maintenance | 198458-ANUPAM ANAND DUBEY | 2021-08-26 | PR | 1 | DSL INSULATOR ENGINEERING SPARES OF IND | 5531A0563 | M | 241 | 40 | CRE1 | 104 | NP | 250 NOS | 280 | 70000 | 2021-09-25 | 970380983 | 10 | 2021-09-03
1002609575 | 227-CRM - Electrical Maintenance | 198458-ANUPAM ANAND DUBEY | 2021-08-26 | PR | 2 | CBL SCKTRING35MM2COPPERCRIMPING6.6K | 5794A0049 | M | 222 | 40 | CRE1 | 104 | NB | 200 NOS | 25 | 5000 | 2021-09-25 | 921048350 | 10 | 2021-08-27
1002609575 | 227-CRM - Electrical Maintenance | 198458-ANUPAM ANAND DUBEY | 2021-08-26 | PR | 3 | BOLT ;SLOTTED HEX HEAD5MM40MM8.8 | 5544A2689 | M | 243 | 40 | CRE1 | 104 | NB | 200 NOS | 25 | 5000 | 2021-09-25 | 921048349 | 10 | 2021-08-27
1002609575 | 227-CRM - Electrical Maintenance | 198458-ANUPAM ANAND DUBEY | 2021-08-26 | PR | 4 | BOLT ;SLOTTED HEX HEAD4MM40MM8.8 | 5544A2690 | M | 243 | 40 | CRE1 | 104 | NB | 200 NOS | 25 | 5000 | 2021-09-25 | 921048349 | 20 | 2021-08-27
1002609575 | 227-CRM - Electrical Maintenance | 198458-ANUPAM ANAND DUBEY | 2021-08-26 | PR | 5 | CBL SCKTRING16MM2COPPERCRIMPINGUP T | 5794A0247 | M | 222 | 40 | CRE1 | 104 | NB | 200 NOS | 10 | 2000 | 2021-09-25 | 921048350 | 20 | 2021-08-27
1002609582 | 227-CRM - Electrical Maintenance | 198458-ANUPAM ANAND DUBEY | 2021-08-26 | PR | 3 | PROXMTY;INDUCTIVE 8 MM10-30 VIP65 | 5885A0437 | M | 234 | 40 | CRE1 | 104 | NB | 10 NOS | 9500 | 95000 | 2021-09-25 | 921051242 | 10 | 2021-09-03
1002609582 | 227-CRM - Electrical Maintenance | 198458-ANUPAM ANAND DUBEY | 2021-08-26 | PR | 4 | EL ISLTR;MANUALLY 500 V2 NOS32 A230 | 5505A0078 | M | 234 | 40 | CRE1 | 104 | NB | 4 NOS | 1100 | 4400 | 2021-09-25 | 921051242 | 20 | 2021-09-03
1002609592 | 227-CRM - Electrical Maintenance | 198458-ANUPAM ANAND DUBEY | 2021-08-26 | PR | 1 | BRKE ACC;BRAKE COILBCHBCHPD-3026-15 | 5521A0207 | M | 237 | 40 | CRE1 | 104 | NP | 1 NOS | 30000 | 30000 | 2021-09-25 | 970380297 | 10 | 2021-08-30
1002609592 | 227-CRM - Electrical Maintenance | 198458-ANUPAM ANAND DUBEY | 2021-08-26 | PR | 3 | FIELD SNSR;MAGNETIC RING FOR LDT | 5700A0563 | M | 256 | 40 | CRE1 | 104 | NP | 8 NOS | 5000 | 40000 | 2021-10-25 | 970380297 | 20 | 2021-08-30
1002609592 | 227-CRM - Electrical Maintenance | 198458-ANUPAM ANAND DUBEY | 2021-08-26 | PR | 4 | TERMINAL BLOCK PHOENIX CONTACT PLC PAN | 5872A2265 | M | 234 | 40 | CRE1 | 104 | NP | 250 NOS | 10 | 2500 | 2021-09-25 | 970380297 | 30 | 2021-08-30
1002609702 | 227-CRM - Electrical Maintenance | 121461-R K Sachan | 2021-08-27 | PR | 1 | STRETCH WRAPPING FILM PLASTIC 150 MM X | 6053A0565 | M | 279 | 40 | CRE1 | 104 | NB | 30 KG | 250 | 7500 | 2021-09-16 | 921048355 | 10 | 2021-08-27
1002609702 | 227-CRM - Electrical Maintenance | 121461-R K Sachan | 2021-08-27 | PR | 2 | INSLTG MTR;HT TAPE PVC FLAME RESISTANT | 5859A0464 | M | 228 | 40 | CRE1 | 104 | NB | 75 RLL | 300 | 22500 | 2021-09-26 | 921048356 | 10 | 2021-08-27
1002611030 | 227-CRM - Electrical Maintenance | 500111-PRAMOD PRASAD | 2021-08-28 | PR | 1 | FUSE;HRC500A700V200KAYESAC | 5748A0561 | M | 225 | 40 | CRE1 | 104 | NP | 7 NOS | 4000 | 28000 | 2021-10-27 | 970384322 | 10 | 2021-09-24
1002611030 | 227-CRM - Electrical Maintenance | 500111-PRAMOD PRASAD | 2021-08-28 | PR | 2 | FUSE;HRC SEMICONDUCTOR400A690V200KA | 5748A0570 | M | 225 | 40 | CRE1 | 104 | NP | 7 NOS | 3500 | 24500 | 2021-10-27 | 970384322 | 20 | 2021-09-24
1002611030 | 227-CRM - Electrical Maintenance | 500111-PRAMOD PRASAD | 2021-08-28 | PR | 3 | FUSE;HRC AC/DC 690 VAC200 A200 KA15 | 5748A0982 | M | 225 | 40 | CRE1 | 104 | NP | 8 NOS | 2000 | 16000 | 2021-09-27 | 970384322 | 30 | 2021-09-24
1002611052 | 227-CRM - Electrical Maintenance | 500111-PRAMOD PRASAD | 2021-08-28 | PR | 2 | CARBON BRUSH HITACHI AM 2STD H HITACH | 5623A0795 | M | 230 | 40 | CRE1 | 104 | NB | 30 NOS | 548.21 | 16446.3 | 2021-09-27 | 921049468 | 10 | 2021-08-30
1002611052 | 227-CRM - Electrical Maintenance | 500111-PRAMOD PRASAD | 2021-08-28 | PR | 3 | CRBN BRS;SA4542 HITACHI CARBN BRUSH WI | 5867A0323 | M | 230 | 40 | CRE1 | 104 | NB | 30 NOS | 200 | 6000 | 2021-09-27 | 921049468 | 20 | 2021-08-30
1002611063 | 227-CRM - Electrical Maintenance | 500111-PRAMOD PRASAD | 2021-08-28 | PR | 1 | EL T&M INST;DIGITAL MULTIMETERFLUKE | 5189A0086 | M | 235 | 40 | CRE1 | 104 | NP | 2 NOS | 35000 | 70000 | 2021-09-27 | 970380642 | 10 | 2021-09-01
1002612817 | 227-CRM - Electrical Maintenance | 153574-Pankaj Kumar | 2021-08-31 | PR | 1 | FIELD SNSRINDUCTIVEIFM10-30VDC250MA | 5700A0021 | M | 238 | 40 | CRE1 | 104 | NP | 6 NOS | 11550 | 69300 | 2021-10-26 | 970384309 | 10 | 2021-09-24
1002613369 | 227-CRM - Electrical Maintenance | 121461-R K Sachan | 2021-09-01 | PR | 1 | GUIDE RAIL RAIL 2 X 160 MMFIBRE REINF | 5819A0137 | M | 295 | 40 | CRE1 | 104 | NB | 75 NOS | 100 | 7500 | 2021-10-01 | 921050397 | 10 | 2021-09-01
1002615003 | 227-CRM - Electrical Maintenance | 149329-RAVI SHEKHAR | 2021-09-03 | PR | 1 | TEMP TRNTR;2 WIRE TEMPERATURE TRANSMITTE | 5593A0106 | M | 256 | 40 | CRE1 | 101 | NP | 3 NOS | 3000 | 9000 | 2021-10-03 | 970383042 | 10 | 2021-09-16
1002615003 | 227-CRM - Electrical Maintenance | 149329-RAVI SHEKHAR | 2021-09-03 | PR | 2 | RELAY;FLAME DETECTOR RELAY HOT GAS GENE | 5607A1384 | M | 232 | 40 | CRE1 | 104 | NP | 1 NOS | 15000 | 15000 | 2021-10-03 | 970383044 | 10 | 2021-09-16
1002615003 | 227-CRM - Electrical Maintenance | 149329-RAVI SHEKHAR | 2021-09-03 | PR | 3 | UV FLAME SENSOR HONEYWELL HOT GAS GE | 5956A3513 | M | 256 | 40 | CRE1 | 101 | NP | 3 NOS | 15000 | 45000 | 2021-10-03 | 970383042 | 20 | 2021-09-16
1002615329 | 227-CRM - Electrical Maintenance | 121461-R K Sachan | 2021-09-03 | PR | 1 | PROFIBUS CONNECTOR VIPA WEIGHING SYSTE | 5956A2260 | M | 256 | 40 | CRE1 | 104 | NP | 10 NOS | 2100 | 21000 | 2021-10-03 | 970384321 | 10 | 2021-09-24
1002615329 | 227-CRM - Electrical Maintenance | 121461-R K Sachan | 2021-09-03 | PR | 3 | PLC SPR;PROFIBUS CONNECTORPROFICHIP | 5620A2254 | M | 240 | 40 | CRE1 | 104 | NP | 20 NOS | 2000 | 40000 | 2021-10-03 | 970384321 | 20 | 2021-09-24
1002615534 | 227-CRM - Electrical Maintenance | 149329-RAVI SHEKHAR | 2021-09-03 | PR | 2 | ELECT BOX;JUNCTION BOXUP TO 1.1KVWALL | 5761A0143 | M | 231 | 40 | CRE1 | 104 | NB | 15 NOS | 1017.6 | 15264 | 2021-10-03 | 921053721 | 10 | 2021-09-09
1002615534 | 227-CRM - Electrical Maintenance | 149329-RAVI SHEKHAR | 2021-09-03 | PR | 3 | ELECT BOX;JUNCTION BOXUP TO 1.1KVWALL | 5761A0150 | M | 231 | 40 | CRE1 | 104 | NB | 15 NOS | 3900.8 | 58512 | 2021-10-03 | 921053721 | 20 | 2021-09-09
1002615534 | 227-CRM - Electrical Maintenance | 149329-RAVI SHEKHAR | 2021-09-03 | PR | 4 | ELECT BOX;JUNCTION BOXUP TO 1.1KVWALL | 5761A0151 | M | 231 | 40 | CRE1 | 104 | NB | 15 NOS | 466.4 | 6996 | 2021-10-03 | 921053721 | 30 | 2021-09-09
1002615534 | 227-CRM - Electrical Maintenance | 149329-RAVI SHEKHAR | 2021-09-03 | PR | 5 | ELECT BOX;JUNCTION BOXUP TO 1.1KVWALL | 5761A0152 | M | 231 | 40 | CRE1 | 104 | NB | 15 NOS | 646.6 | 9699 | 2021-10-03 | 921053721 | 40 | 2021-09-09
1002616724 | 227-CRM - Electrical Maintenance | 198458-ANUPAM ANAND DUBEY | 2021-09-06 | RO | 1 | BATTERY;SMFUPS12V26AMHBOLT- ON50oC | 5537A0183 | M | 221 | 40 | CR85 | 101 | NB | 64 NOS | 1630 | 104320 | 2021-10-06 | 4408027528 | 10 | 2021-09-09
1002617232 | 227-CRM - Electrical Maintenance | 149487-ABHAY KUMAR MANDAL | 2021-09-07 | RO | 1 | SUGAR | 1044A0020 | M | 218 | 40 | CRMO | 133 | NB | 12 KG | 42.29 | 507.48 | 2021-09-07 | 4408020277 | 10 | 2021-09-07
1002617232 | 227-CRM - Electrical Maintenance | 149487-ABHAY KUMAR MANDAL | 2021-09-07 | RO | 2 | CANTEEN EDIBLES ( milk ) | 1044A0051 | M | 218 | 40 | CRMO | 133 | NB | 16 KG | 464.35 | 7429.6 | 2021-09-07 | 4408020277 | 20 | 2021-09-07
1002617232 | 227-CRM - Electrical Maintenance | 149487-ABHAY KUMAR MANDAL | 2021-09-07 | RO | 3 | CANTEEN EDIBLES TATA TEA | 1044A0053 | M | 218 | 40 | CRMO | 133 | NB | 6 KG | 435.83 | 2614.98 | 2021-09-23 | 4408020277 | 30 | 2021-09-07
1002618223 | 227-CRM - Electrical Maintenance | 504850-ANOOP RADHEYSHYAM PANDEY | 2021-09-08 | PR | 1 | PROXIMITY;INDUCTIVE SENSOR | 5885A0260 | M | 234 | 40 | CRE1 | 104 | NB | 1 NAM | 24720 | 24720 | 2021-10-08 | 921053478 | 10 | 2021-09-08
1002618223 | 227-CRM - Electrical Maintenance | 504850-ANOOP RADHEYSHYAM PANDEY | 2021-09-08 | PR | 4 | IND LAMP;WHITE 230 VACEMERGENCY LIGHT | 5868A0190 | M | 229 | 40 | CRE1 | 104 | NB | 8 NOS | 3000 | 24000 | 2021-10-08 | 921053479 | 10 | 2021-09-08
1002618255 | 227-CRM - Electrical Maintenance | 504850-ANOOP RADHEYSHYAM PANDEY | 2021-09-08 | PR | 1 | HOTR;ELECTRONIC 100 DB AT 1 METER 24 | 5048A0033 | M | 233 | 40 | CRE1 | 104 | NB | 3 NOS | 2534.4 | 7603.2 | 2021-10-31 | 921053471 | 10 | 2021-09-08
1002618255 | 227-CRM - Electrical Maintenance | 504850-ANOOP RADHEYSHYAM PANDEY | 2021-09-08 | PR | 2 | POW SPLY;110/230 VAC24 VDC10 AIFM D | 5262A0325 | M | 235 | 40 | CRE1 | 104 | NB | 2 NOS | 6935.95 | 13871.9 | 2021-10-31 | 921053472 | 10 | 2021-09-08
1002618255 | 227-CRM - Electrical Maintenance | 504850-ANOOP RADHEYSHYAM PANDEY | 2021-09-08 | PR | 3 | IND LAMP;REDGREENAMBER 24 VDCTOWER | 5868A0241 | M | 229 | 40 | CRE1 | 104 | NB | 3 NOS | 1707.98 | 5123.94 | 2021-10-31 | 921053473 | 10 | 2021-09-08
1002618255 | 227-CRM - Electrical Maintenance | 504850-ANOOP RADHEYSHYAM PANDEY | 2021-09-08 | PR | 4 | SW GR&CB SPR;FUSE TERMINALPHOENIX | 5872A1849 | M | 234 | 40 | CRE1 | 104 | NB | 300 NOS | 53.32 | 15996 | 2021-10-31 | 921053470 | 10 | 2021-09-08
1002619026 | 227-CRM - Electrical Maintenance | 198458-ANUPAM ANAND DUBEY | 2021-09-08 | RO | 1 | SUGAR | 1044A0020 | M | 218 | 40 | CRMO | 133 | NB | 5 KG | 42.29 | 211.45 | 2021-09-09 | 4408024929 | 10 | 2021-09-08
1002619026 | 227-CRM - Electrical Maintenance | 198458-ANUPAM ANAND DUBEY | 2021-09-08 | RO | 2 | CANTEEN EDIBLES ( milk ) | 1044A0051 | M | 218 | 40 | CRMO | 133 | NB | 17 KG | 464.35 | 7893.95 | 2021-09-09 | 4408024929 | 20 | 2021-09-08
1002619026 | 227-CRM - Electrical Maintenance | 198458-ANUPAM ANAND DUBEY | 2021-09-08 | RO | 3 | CANTEEN EDIBLES TATA TEA | 1044A0053 | M | 218 | 40 | CRMO | 133 | NB | 4 KG | 435.83 | 1743.32 | 2021-09-09 | 4408024929 | 30 | 2021-09-08
1002619046 | 227-CRM - Electrical Maintenance | 198458-ANUPAM ANAND DUBEY | 2021-09-08 | RO | 1 | MESRG ISNT;ELECTRONICS MOTOR CHECKER E | 5668A0201 | M | 235 | 40 | CRE1 | 104 | NB | 3 NOS | 13000 | 39000 | 2021-10-08 | 4408029150 | 10 | 2021-09-09
1002619461 | 227-CRM - Electrical Maintenance | 504850-ANOOP RADHEYSHYAM PANDEY | 2021-09-09 | PR | 2 | PR SWTCH;DIAPHRAM0 - 6BARSPDT | 5499A0234 | M | 256 | 40 | CRE1 | 104 | NB | 7 NOS | 5679 | 39753 | 2021-10-09 | 921053903 | 10 | 2021-09-09
1002619493 | 227-CRM - Electrical Maintenance | 504850-ANOOP RADHEYSHYAM PANDEY | 2021-09-09 | PR | 2 | PR SWTCH;316L SS DIAPHRAGM0.2 TO 2 BAR | 5499A0219 | M | 256 | 40 | CRE1 | 104 | NB | 3 NOS | 8723.98 | 26171.94 | 2021-09-30 | 921053909 | 10 | 2021-09-09
1002619493 | 227-CRM - Electrical Maintenance | 504850-ANOOP RADHEYSHYAM PANDEY | 2021-09-09 | PR | 3 | PR SWTCH;SS 3161 TO 16BARSPDT | 5499A0191 | M | 256 | 40 | CRE1 | 104 | NB | 5 NOS | 4362.96 | 21814.8 | 2021-10-09 | 921053909 | 20 | 2021-09-09
1002619892 | 227-CRM - Electrical Maintenance | 198458-ANUPAM ANAND DUBEY | 2021-09-09 | PR | 2 | MESRG ISNT;PAPER TYPE TEMPERATURE STICK | 5668A0329 | M | 235 | 40 | CRE1 | 104 | NB | 500 NOS | 80 | 40000 | 2021-10-09 | 921053907 | 10 | 2021-09-09
1002619958 | 227-CRM - Electrical Maintenance | 198458-ANUPAM ANAND DUBEY | 2021-09-09 | PR | 1 | SWTCH SLCTR;10A4POLE4WAY415VNO50oC | 5641A0111 | M | 234 | 40 | CRE1 | 104 | NP | 15 NOS | 350 | 5250 | 2021-10-09 | 970382880 | 10 | 2021-09-15
1002619958 | 227-CRM - Electrical Maintenance | 198458-ANUPAM ANAND DUBEY | 2021-09-09 | PR | 2 | FIELD SNSR;PHOTO SENSORIFM10-36VDC | 5700A0633 | M | 256 | 40 | CRE1 | 104 | NP | 10 NOS | 7000 | 70000 | 2021-10-09 | 970382880 | 20 | 2021-09-15
1002619958 | 227-CRM - Electrical Maintenance | 198458-ANUPAM ANAND DUBEY | 2021-09-09 | PR | 3 | FUSE;HRC AC 500 V50 A125 KAYES NO | 5748A0883 | M | 225 | 40 | CRE1 | 104 | NP | 12 NOS | 250 | 3000 | 2021-10-09 | 970382880 | 30 | 2021-09-15
1002619958 | 227-CRM - Electrical Maintenance | 198458-ANUPAM ANAND DUBEY | 2021-09-09 | PR | 5 | DIODESWITCHING1000V3ADO-201ADUF5408 | 5576A0009 | M | 239 | 40 | CRE1 | 104 | NP | 100 NOS | 150 | 15000 | 2021-10-11 | 970382880 | 40 | 2021-09-15
1002620853 | 227-CRM - Electrical Maintenance | 121461-R K Sachan | 2021-09-11 | RO | 3 | CANTEEN EDIBLES TATA TEA | 1044A0053 | M | 218 | 40 | CRMO | 133 | NB | 3 KG | 435.83 | 1307.49 | 2021-09-13 | 4408049968 | 10 | 2021-09-14
1002620853 | 227-CRM - Electrical Maintenance | 121461-R K Sachan | 2021-09-11 | RO | 4 | SUGAR | 1044A0020 | M | 218 | 40 | CRMO | 133 | NB | 7 KG | 42.29 | 296.03 | 2021-09-11 | 4408049968 | 20 | 2021-09-14
1002620853 | 227-CRM - Electrical Maintenance | 121461-R K Sachan | 2021-09-11 | RO | 5 | CANTEEN EDIBLES ( milk ) | 1044A0051 | M | 218 | 40 | CRMO | 133 | NB | 18 KG | 464.35 | 8358.3 | 2021-09-11 | 4408049968 | 30 | 2021-09-14
1002621110 | 227-CRM - Electrical Maintenance | 121461-R K Sachan | 2021-09-11 | PR | 1 | RELAY;ELECTRONICTRANSFORMER PROTECTION | 5607A0811 | M | 232 | 40 | CRE1 | 104 | NP | 5 NOS | 17000 | 85000 | 2021-10-26 | 970384325 | 10 | 2021-09-24
1002621110 | 227-CRM - Electrical Maintenance | 121461-R K Sachan | 2021-09-11 | PR | 2 | SAWNG MC SPR;BLADE FOR JIG SAW MACHINE | 5742A0001 | M | 262 | 40 | CRE1 | 104 | NP | 25 NOS | 500 | 12500 | 2021-10-11 | 970384325 | 20 | 2021-09-24
1002621798 | 227-CRM - Electrical Maintenance | 121461-R K Sachan | 2021-09-13 | PR | 1 | INST SPR;24V SOLENOID PLUGN/A | 5956A0429 | M | 256 | 40 | CRE1 | 104 | NB | 200 NOS | 150 | 30000 | 2021-10-13 | 921055802 | 10 | 2021-09-14
1002621798 | 227-CRM - Electrical Maintenance | 121461-R K Sachan | 2021-09-13 | PR | 2 | SPL INST;VALVE CONNECTOR RECTANGULAR 3 | 6049A0088 | M | 256 | 40 | CRE1 | 104 | NB | 30 NOS | 162 | 4860 | 2021-10-13 | 921055802 | 20 | 2021-09-14
1002621851 | 227-CRM - Electrical Maintenance | 121461-R K Sachan | 2021-09-13 | PR | 1 | LT CBL;40.75MM2COPPERPVCPVC1.1KV | 5717A0574 | M | 222 | 40 | CRE1 | 104 | NB | 500 M | 60 | 30000 | 2021-09-30 | 921055805 | 10 | 2021-09-14
1002622786 | 227-CRM - Electrical Maintenance | 119449-Swapan K Das | 2021-09-14 | PR | 1 | ED USER COM SPR | 5309A0082 | M | 212 | 40 | CRE1 | 104 | NB | 1 NOS | 10000 | 10000 | 2021-10-14 | 921056386 | 10 | 2021-09-15
1002623213 | 227-CRM - Electrical Maintenance | 121461-R K Sachan | 2021-09-15 | RO | 1 | MESRG ISNT;ELECTRONICS MOTOR CHECKER E | 5668A0201 | M | 235 | 40 | CR01 | 104 | NB | 1 NOS | 13000 | 13000 | 2021-10-15 | 4408055441 | 10 | 2021-09-15
1002626528 | 227-CRM - Electrical Maintenance | 121461-R K Sachan | 2021-09-20 | PR | 1 | GREASE;BARIUM COMPLEX SOAP 12MM2/S AT | 5720A0093 | M | 260 | 40 | CRE1 | 104 | NB | 11 KG | 8948 | 98428 | 2021-09-30 | 921059678 | 10 | 2021-09-23
1002627455 | 227-CRM - Electrical Maintenance | 121461-R K Sachan | 2021-09-21 | RO | 1 | Art PaperDigitaldoublemorethan50 nos | 0291A6505 | M | 274 | 40 | CR01 | 133 | NB | 2000 NOS | 2.64 | 5280 | 2021-09-21 | 4408086118 | 10 | 2021-09-22
1002627455 | 227-CRM - Electrical Maintenance | 121461-R K Sachan | 2021-09-21 | RO | 2 | Register - Leather Binding(20x15) | 0291A6538 | M | 274 | 40 | CR01 | 133 | NB | 10 NOS | 31.35 | 313.5 | 2021-09-21 | 4408086117 | 10 | 2021-09-22
1002629465 | 227-CRM - Electrical Maintenance | 504850-ANOOP RADHEYSHYAM PANDEY | 2021-09-23 | PR | 1 | CAMRA&ACCES | 5648A0051 | M | 314 | 40 | CRE1 | 104 | NB | 3 NOS | 16500 | 49500 | 2021-10-25 | 921061338 | 10 | 2021-09-27
1002629467 | 227-CRM - Electrical Maintenance | 504850-ANOOP RADHEYSHYAM PANDEY | 2021-09-23 | PR | 1 | CAMRA&ACC | 5648A0162 | M | 314 | 40 | CRE1 | 104 | NB | 1 NOS | 25995 | 25995 | 2021-10-20 | 921061345 | 10 | 2021-09-27
1002629467 | 227-CRM - Electrical Maintenance | 504850-ANOOP RADHEYSHYAM PANDEY | 2021-09-23 | PR | 2 | CAMRA&ACC | 5648A0127 | M | 314 | 40 | CRE1 | 104 | NB | 3 NOS | 6300 | 18900 | 2021-10-20 | 921061345 | 20 | 2021-09-27
1002629475 | 227-CRM - Electrical Maintenance | 504850-ANOOP RADHEYSHYAM PANDEY | 2021-09-23 | RO | 1 | SUGAR | 1044A0020 | M | 218 | 40 | CRMO | 133 | NB | 30 KG | 46.81 | 1404.3 | 2021-10-20 | 4408108333 | 10 | 2021-09-27
1002629475 | 227-CRM - Electrical Maintenance | 504850-ANOOP RADHEYSHYAM PANDEY | 2021-09-23 | RO | 2 | CANTEEN EDIBLES ( milk ) | 1044A0051 | M | 218 | 40 | CRMO | 133 | NB | 35 KG | 464.35 | 16252.25 | 2021-10-20 | 4408108333 | 20 | 2021-09-27
1002629475 | 227-CRM - Electrical Maintenance | 504850-ANOOP RADHEYSHYAM PANDEY | 2021-09-23 | RO | 3 | CANTEEN EDIBLES TATA TEA | 1044A0053 | M | 218 | 40 | CRMO | 133 | NB | 12 KG | 435.83 | 5229.96 | 2021-09-23 | 4408108333 | 30 | 2021-09-27
1002631135 | 227-CRM - Electrical Maintenance | 149329-RAVI SHEKHAR | 2021-09-27 | PR | 1 | DRV MODL;2.2 KWABB ACS355 380 TO 480 | 6098A0287 | M | 240 | 40 | CRE1 | 104 | NP | 3 NOS | 17109.93 | 51329.79 | 2021-10-27 | 970385125 | 10 | 2021-09-29
1002634634 | 227-CRM - Electrical Maintenance | 504850-ANOOP RADHEYSHYAM PANDEY | 2021-10-01 | PR | 1 | LEVEL TRANSMITTER ABB AT100 NOS | 6129A0076 | M | 256 | 40 | CRE1 | 101 | NP | 1 NOS | 269800 | 269800 | 2021-10-31 | 970387809 | 10 | 2021-10-15
1002634712 | 227-CRM - Electrical Maintenance | 121461-R K Sachan | 2021-10-01 | PR | 1 | LT CBL;11MM2COPPERPVC | 5717A0377 | M | 222 | 40 | CRE1 | 104 | NB | 1000 M | 8.7 | 8700 | 2021-10-24 | 921063072 | 10 | 2021-10-01
1002634784 | 227-CRM - Electrical Maintenance | 121461-R K Sachan | 2021-10-01 | PR | 2 | AC MOTR;IE2 7.5 KW415 +/- 10% VSQUIRR | 5900A3223 | M | 230 | 40 | CRE1 | 101 | NB | 3 NOS | 37678.81 | 113036.43 | 2021-10-31 | 921068728 | 20 | 2021-10-15
1002635107 | 227-CRM - Electrical Maintenance | 121461-R K Sachan | 2021-10-01 | PR | 1 | FIELD SNSR | 5700A0529 | M | 256 | 40 | CRE1 | 104 | NP | 3 NOS | 20000 | 60000 | 2021-10-31 | 970387814 | 10 | 2021-10-15
1002635107 | 227-CRM - Electrical Maintenance | 121461-R K Sachan | 2021-10-01 | PR | 4 | PUSH BTN;EMERGENCY-STOP SWITCH RED SCH | 5772A0220 | M | 234 | 40 | CRE1 | 104 | NP | 25 NOS | 800 | 20000 | 2021-10-31 | 970387814 | 20 | 2021-10-15
1002635230 | 227-CRM - Electrical Maintenance | 121461-R K Sachan | 2021-10-01 | PR | 1 | SUBMSBL PMP;21M23.7M3/HR | 5449A0065 | M | 284 | 40 | CRE1 | 104 | NB | 2 NOS | 25000 | 50000 | 2021-10-31 | 921063070 | 10 | 2021-10-01
1002635304 | 227-CRM - Electrical Maintenance | 121461-R K Sachan | 2021-10-01 | RO | 1 | FUSE;GLASS1A230V10ANO5 X 20MMAC | 5748A0771 | M | 225 | 40 | CRE1 | 104 | NB | 1000 NOS | 2.79 | 2790 | 2021-10-31 | 4408125803 | 10 | 2021-10-01
1002635304 | 227-CRM - Electrical Maintenance | 121461-R K Sachan | 2021-10-01 | RO | 2 | FUSE;GLASS2A230V10ANO5 X 20MMAC | 5748A0772 | M | 225 | 40 | CRE1 | 104 | NB | 1000 NOS | 2.79 | 2790 | 2021-10-31 | 4408125803 | 20 | 2021-10-01
1002635304 | 227-CRM - Electrical Maintenance | 121461-R K Sachan | 2021-10-01 | RO | 3 | FUSE;GLASS0.5A230V10ANO5 X 20MMAC | 5748A0773 | M | 225 | 40 | CRE1 | 104 | NB | 500 NOS | 2.79 | 1395 | 2021-10-31 | 4408125803 | 30 | 2021-10-01
1002635304 | 227-CRM - Electrical Maintenance | 121461-R K Sachan | 2021-10-01 | RO | 4 | FUSE;GLASS5A230V10ANO5 X 20MMAC | 5748A0774 | M | 225 | 40 | CRE1 | 104 | NB | 500 NOS | 2.79 | 1395 | 2021-10-31 | 4408125803 | 40 | 2021-10-01
1002644771 | 227-CRM - Electrical Maintenance | 149329-RAVI SHEKHAR | 2021-10-18 | RO | 1 | SUGAR | 1044A0020 | M | 218 | 40 | CRMO | 133 | NB | 10 KG | 46.81 | 468.1 | 2021-10-25 | 4408199793 | 10 | 2021-10-18
1002644771 | 227-CRM - Electrical Maintenance | 149329-RAVI SHEKHAR | 2021-10-18 | RO | 2 | CANTEEN EDIBLES ( milk ) | 1044A0051 | M | 218 | 40 | CRMO | 133 | NB | 16 KG | 492.86 | 7885.76 | 2021-10-25 | 4408199793 | 20 | 2021-10-18
1002644771 | 227-CRM - Electrical Maintenance | 149329-RAVI SHEKHAR | 2021-10-18 | RO | 3 | CANTEEN EDIBLES TATA TEA | 1044A0053 | M | 218 | 40 | CRMO | 133 | NB | 6 KG | 435.83 | 2614.98 | 2021-10-25 | 4408199793 | 30 | 2021-10-18

## Expenditure Data Preprocessing
Description | Unique Code | Qty | Price (INR) | Total value (INR) | Required On Date | qty(n) | unit
3M White Sticker Board | 1551A0045 | 100 FT2 | 324.5 | 32450 | 2018-06-08 | 100 | FT2
IND LAMP;RED 230 VACINDICATION LAMP | 5868A0184 | 40 NOS | 1000 | 40000 | 2018-04-09 | 40 | NOS
WELDER FLEXIB COPP LINK MECHELONIC ENG | 5626A0285 | 4 SET | 37000 | 148000 | 2018-04-11 | 4 | SET
SPL TRF;WELDER WELDING TRANSFORMER MEC | 5925A0038 | 1 SET | 600000 | 600000 | 2018-04-11 | 1 | SET
CONT BLK;ELECTRICAL PANELTEKNICNO1 | 5958A0019 | 200 NOS | 38 | 7600 | 2018-05-07 | 200 | NOS
CONT BLK;ELECTRICAL PANELTEKNIC1NO | 5958A0027 | 100 NOS | 38 | 3800 | 2018-05-07 | 100 | NOS
SEMI FUSE20A1KV125KAYES78.5 X 60 X | 5748A0109 | 16 NOS | 1000 | 16000 | 2018-05-09 | 16 | NOS
SEMI FUSE50A660V200KASIZE 000ACNO | 5748A0125 | 8 NOS | 1200 | 9600 | 2018-05-09 | 8 | NOS
FUSE;HRC SEMICONDUCTOR630A690V100KA | 5748A0564 | 8 NOS | 5000 | 40000 | 2018-05-09 | 8 | NOS
FUSE;CARTRIDGE AC 690 V1250 A200 KA | 5748A0882 | 12 NOS | 6000 | 72000 | 2018-05-09 | 12 | NOS
FUSE;CARTRIDGE AC 690 V25 A71 KAYES | 5748A0881 | 12 NOS | 3000 | 36000 | 2018-05-09 | 12 | NOS
FUSE;HRC AC 500 V50 A125 KAYES NO | 5748A0883 | 12 NOS | 3000 | 36000 | 2018-05-09 | 12 | NOS
PROGRAMMABLE HOOTER WITH FLASHER | 0367A0053 | 5 NOS | 3505.26 | 17526.3 | 2018-04-30 | 5 | NOS
SAFETY ALARM FOR CRANE | 0367A0152 | 10 NOS | 685.26 | 6852.6 | 2018-04-30 | 10 | NOS
FUSE;HRC AC 690 V1250 A200 KAY | 5748A0896 | 8 NOS | 5000 | 40000 | 2018-05-19 | 8 | NOS
LV ARC FLASH JACKET (LARGE)COLOUR:BLUE | 0122A1168 | 5 NOS | 780 | 3900 | 2018-05-24 | 5 | NOS
LV ARC FLASH JACKET (MEDIUM)COLOUR:BLUE | 0122A1169 | 25 NOS | 780 | 19500 | 2018-05-24 | 25 | NOS
0V ARC FLASH JACKET (SMALL)COLOUR:BLUE | 0122A1170 | 2 NOS | 780 | 1560 | 2018-05-24 | 2 | NOS
LV ARC FLASH JACKET (XL)COLOUR:BLUE | 0122A1246 | 3 NOS | 780 | 2340 | 2018-05-24 | 3 | NOS
EL CNCTR;FEMALE COMMUNICATION 9 50 V | 5615A0129 | 50 NOS | 100 | 5000 | 2018-05-23 | 50 | NOS
EL CNCTR;D TYPE COMMUNICATION 9 50 V | 5615A0130 | 50 NOS | 100 | 5000 | 2018-05-23 | 50 | NOS
ELTNC CARD;CPCELECTRONIC BOARDEMG | 5540A0991 | 2 NOS | 160000 | 320000 | 2018-06-22 | 2 | NOS
FIELD SNSR;POTENTIOMETER -PF7 | 5700A0536 | 2 NOS | 15000 | 30000 | 2018-06-22 | 2 | NOS
SPL MOTR;EPC MOTOREMG AUTOMATION | 5924A0176 | 1 NOS | 30000 | 30000 | 2018-06-22 | 1 | NOS
SLCTR SW;5 A1P 3POSITION 230 VNO 55 | 5641A0151 | 10 NOS | 5000 | 50000 | 2018-05-23 | 10 | NOS
SFU;600 A4 1000 VACAC3 4 4 YES YE | 5472A0107 | 2 NOS | 550000 | 1100000 | 2018-05-24 | 2 | NOS
DRIVE ISOLATOR HANDLE | 0950A0091 | 65 NOS | 754 | 49010 | 2018-04-28 | 65 | NOS
COMTR SPR;LAPTOP LOCKREPUTEDLAPTOP | 5309A0487 | 1 NOS | 790 | 790 | 2018-05-25 | 1 | NOS
OFFC ACCS;WIRELESS MOUSE {HP X3500} | 5789A0102 | 2 NOS | 645 | 1290 | 2018-05-25 | 2 | NOS
SPL MOTR;SCRAP BALLER MOTOR SEW EURO D | 5924A0406 | 2 SET | 160000 | 320000 | 2018-06-10 | 2 | SET
CBL SCKTSHORT BARREL FLAT240MM2COPPER | 5794A0230 | 15 NOS | 500 | 7500 | 2018-05-26 | 15 | NOS
3M White Sticker Board | 1551A0045 | 250 FT2 | 349 | 87250 | 2018-04-30 | 250 | FT2
CNTCR;32 A2 230 VDCPOWER 750 VDCDC | 5890A0959 | 10 NOS | 12000 | 120000 | 2018-05-26 | 10 | NOS
TAP;NO SPECIAL FEATURES RIGHT HAND M3- | 5310A0092 | 3 SET | 10000 | 30000 | 2018-05-26 | 3 | SET
PROGRAMMABLE HOOTER WITH FLASHER | 0367A0053 | 10 NOS | 3505.26 | 35052.6 | 2018-05-16 | 10 | NOS
ACB;3200A3AC690VFLUSH MOUNTING50HZ | 5574A0031 | 1 NOS | 300000 | 300000 | 2018-06-03 | 1 | NOS
L & T MAKE AIR CIRCUIT BREAKER | 0256A1197 | 1 NOS | 246577.1 | 246577.1 | 2018-06-30 | 1 | NOS
AIR CIRCUIT BREAKER 3200A(EDO)TYPE CN-3T | 0256B0028 | 1 NOS | 340763.5 | 340763.5 | 2018-06-29 | 1 | NOS
TERMINAL BLOCK PHOENIX CONTACT PLC PAN | 5872A2265 | 500 NOS | 10 | 5000 | 2018-06-24 | 500 | NOS
TERMINAL BLOCK PHOENIX CONTACT ELECTRI | 5872A2337 | 500 NOS | 20 | 10000 | 2018-06-24 | 500 | NOS
SPL MOTR;CONICAL ROTOR BRAKE MOTOR DEMA | 5924A0453 | 1 NOS | 85481 | 85481 | 2018-06-24 | 1 | NOS
SPL MOTR;CONICAL ROTOR BRAKE MOTOR DEMA | 5924A0454 | 1 NOS | 65755 | 65755 | 2018-06-24 | 1 | NOS
CRMP WRNCH;CABLE LUG 0.5-6 MM2YES UPT | 5152A0022 | 10 NOS | 700 | 7000 | 2018-06-24 | 10 | NOS
SLTD SCRW DRIVER;2.5 MM0.8 MM50 MM150 M | 5161A0032 | 15 NOS | 400 | 6000 | 2018-06-24 | 15 | NOS
BRAKE ASSEMBLY INTORQ GMBH GERMANY DA | 5623A0650 | 1 SET | 100000 | 100000 | 2018-06-27 | 1 | SET
LOAD CELL SPR | 5512A0069 | 4 NOS | 100000 | 400000 | 2018-08-13 | 4 | NOS
CTRL TRF;0.15 KVATHREE DRY 415 V | 5506A0121 | 15 NOS | 1000 | 15000 | 2018-07-24 | 15 | NOS
DRIVE MODL;45 KWABB ACS880 415 VACS880 | 6098A0221 | 8 NOS | 560000 | 4480000 | 2018-10-31 | 8 | NOS
DRIVE MODL;32AABBACS880415V | 6098A0017 | 4 NOS | 390000 | 1560000 | 2018-10-31 | 4 | NOS
UNIVERSAL RAIL MOUNTING TERMINAL 2.5SQMM | 1106A0201 | 500 NOS | 10.64 | 5320 | 2018-07-25 | 500 | NOS
UNIVERSAL RAIL MOUNTING TERMINAL4 SQMM | 1106A0202 | 800 NOS | 11.97 | 9576 | 2018-07-25 | 800 | NOS
UNIVERSAL RAIL MOUNTING TERMINAL6 SQMM | 1106A0203 | 500 NOS | 12.73 | 6365 | 2018-07-25 | 500 | NOS
COMN MODM;RS 232 TO RS 422/485 CONVERTER | 5652A0045 | 10 NOS | 23000 | 230000 | 2018-08-16 | 10 | NOS
INDICATOR;4-20MA7 SEGMENT DISPLAY | 5657A0032 | 20 NOS | 1600 | 32000 | 2018-08-18 | 20 | NOS
3.3KV ELECT INSULATING MATWITH PASTING | 5355A0006 | 400 M | 750 | 300000 | 2018-08-10 | 400 | M
IND LAMP;RED 230 VACINDICATION LAMP | 5868A0184 | 40 NOS | 596.52 | 23860.8 | 2018-08-22 | 40 | NOS
LOAD CELL SPR | 5512A0070 | 4 NOS | 85000 | 340000 | 2018-09-21 | 4 | NOS
SPL MACHINE TOOL;FERRULE MACHINE | 5918A0797 | 1 SET | 53000 | 53000 | 2018-08-23 | 1 | SET
FIELD SNSR;PHOTO SENSORBALLUFF24VDC | 5700A0714 | 20 NOS | 10965 | 219300 | 2018-08-25 | 20 | NOS
UNIVERSAL RAIL MOUNTING TERMINAL10SQMM | 1106A0204 | 600 NOS | 15.13 | 9078 | 2018-08-31 | 600 | NOS
SPL INST;TEMP. PROGRAM CONTROLLER I/P - | 6049A0105 | 3 NOS | 33000 | 99000 | 2018-09-07 | 3 | NOS
HOOTER;ELECTRONICSINGLE1KM220VSTEEL | 5048A0005 | 8 NOS | 5602.1 | 44816.8 | 2018-08-25 | 8 | NOS
Antifog goggles | 0150A0068 | 25 NOS | 186 | 4650 | 2018-08-25 | 25 | NOS
IND LAMP;WHITE 230 VACEMERGENCY LIGHT | 5868A0190 | 5 NOS | 8000 | 40000 | 2018-09-29 | 5 | NOS
OFFC ACCS;UMBRELLA | 5789A0101 | 10 NOS | 210 | 2100 | 2018-09-28 | 10 | NOS
TABLET;WINMATE M133W TABLET PC WLAN/BL | 6096A0012 | 1 NOS | 265000 | 265000 | 2018-09-03 | 1 | NOS
GLND CBL;DOUBLE COMPRESSIONBRASS25MM | 5884A0037 | 250 NOS | 100 | 25000 | 2018-10-20 | 250 | NOS
GLND CBL;DOUBLE COMPRESSIONBRASS28MM | 5884A0038 | 250 NOS | 120 | 30000 | 2018-10-20 | 250 | NOS
GLND CBL;DOUBLE COMPRESSIONBRASS32MM | 5884A0039 | 250 NOS | 170 | 42500 | 2018-10-20 | 250 | NOS
GLND CBL;DOUBLE COMPRESSIONBRASS35MM | 5884A0040 | 250 NOS | 210 | 52500 | 2018-10-20 | 250 | NOS
GLND CBL;DOUBLE COMPRESSIONBRASS12MM | 5884A0041 | 250 NOS | 70 | 17500 | 2018-10-20 | 250 | NOS
GLND CBL;DOUBLE COMPRESSIONBRASS19MM | 5884A0047 | 200 NOS | 75 | 15000 | 2018-10-20 | 200 | NOS
GLND CBL;DOUBLE COMPRESSIONBRASS16MM | 5884A0048 | 250 NOS | 65 | 16250 | 2018-10-20 | 250 | NOS
TWST DRLL;114MM156MM12.5MMSTRAIGHT | 5319A0213 | 10 NOS | 500 | 5000 | 2018-10-20 | 10 | NOS
TWST DRLL;10.8MMMORSE TAPER94MM175MM | 5319A0223 | 10 NOS | 500 | 5000 | 2018-10-20 | 10 | NOS
LT CBL;18 2.5 MM2COPPER SPECL POLY | 5717A0746 | 200 M | 1640 | 328000 | 2018-10-20 | 200 | M
SPM - CABLE FOR COIL CAR ENCODER | 0940A0090 | 200 M | 384.9 | 76980 | 2018-10-12 | 200 | M
IND LAMP;RED 230 VACINDICATION LAMP | 5868A0184 | 40 NOS | 600 | 24000 | 2018-10-12 | 40 | NOS
FIELD SNSR;PHOTO SENSORIFM10 - 30VDC | 5700A0612 | 5 NOS | 6000 | 30000 | 2018-10-24 | 5 | NOS
PROXIMITY;INDUCTIVE SENSOR14MM10-30V | 5885A0275 | 25 NOS | 8000 | 200000 | 2018-10-24 | 25 | NOS
PROXIMITY;INDUCTIVE SENSOR15MM10-30V | 5885A0280 | 20 NOS | 6000 | 120000 | 2018-10-24 | 20 | NOS
OPTL PHSNSR;SENSORLAZERRED10 TO 30 | 5940A0008 | 10 NOS | 6500 | 65000 | 2018-10-24 | 10 | NOS
ENCODER;TACHO GENERATORBAUMER HUBNER | 5508A0084 | 5 NOS | 75000 | 375000 | 2018-10-18 | 5 | NOS
IND LAMP;WHITE 230 VACEMERGENCY LIGHT | 5868A0190 | 30 NOS | 8000 | 240000 | 2018-10-11 | 30 | NOS
HND OPTD TRLY;200 KGMANUAL BALL BEARIN | 6036A0026 | 2 NOS | 12084 | 24168 | 2018-10-25 | 2 | NOS
LAB ACCS;ANTI-STATIC BAG-ELECTRONIC LAB | 5959A0422 | 200 NOS | 44.44 | 8888 | 2018-10-25 | 200 | NOS
TABLET;WINMATE M133W TABLET PC WLAN/BL | 6096A0012 | 1 NOS | 265000 | 265000 | 2018-10-25 | 1 | NOS
FIELD SNSR;PHOTO SENSOROMRON24VNO/NC | 5700A0707 | 10 NOS | 12000 | 120000 | 2018-10-25 | 10 | NOS
ELECT BOX;JUNCTION BOXUP TO 1.1KVWALL | 5761A0132 | 20 NOS | 1000 | 20000 | 2018-10-31 | 20 | NOS
WIRELESS FOR CAMERA EXTREME AP7562 | 5648A0271 | 2 PCE | 225000 | 450000 | 2018-10-31 | 2 | PCE
TABLET;WINMATE M133W TABLET PC WLAN/BL | 6096A0012 | 3 NOS | 265000 | 795000 | 2018-10-30 | 3 | NOS
LUMR;FLOOD LIGHT150WAC140 - 270VNO | 6093A0037 | 50 NOS | 5000 | 250000 | 2018-10-23 | 50 | NOS
ED USER COM SPR;TRI COLOR CARTRIDGE | 5309A0263 | 2 NOS | 732 | 1464 | 2018-10-18 | 2 | NOS
ED USER COM SPR;BLACK CARTRIDGEPRINTER | 5309A0264 | 2 NOS | 606 | 1212 | 2018-10-18 | 2 | NOS
POWR SPLY;220VAC100KV200MA | 5262A0247 | 2 NOS | 337440 | 674880 | 2018-12-08 | 2 | NOS
EL T&M INST | 5189A0089 | 20 NOS | 6850 | 137000 | 2019-01-30 | 20 | NOS
BARCOD REDR;ASSEMBLY INTERMEC VEHICLE | 5451A0021 | 2 NOS | 250000 | 500000 | 2018-11-09 | 2 | NOS
LAMPHALOGEN500WR-7220-240VWITH QUAR | 5838A0175 | 50 NOS | 45 | 2250 | 2018-10-31 | 50 | NOS
HOTR;ELECTRONIC SINGLE 100 DB AT 1 M | 5048A0028 | 3 NOS | 8056 | 24168 | 2018-11-11 | 3 | NOS
SPL INST;TEMPERATURE STICKER TEMPERATUR | 6049A0066 | 1000 NOS | 50 | 50000 | 2018-11-15 | 1000 | NOS
RELAY;ELECTROMECHANICALGENERAL PURPOSE | 5607A0839 | 150 NOS | 150 | 22500 | 2018-12-02 | 150 | NOS
MOTOR PROTECTION RELAY | 0485A0743 | 1 NOS | 37521 | 37521 | 2018-11-30 | 1 | NOS
LV VFD;32 ACROSS TRAVEL THREE 415 V | 5625A0366 | 4 SET | 385000 | 1540000 | 2018-12-20 | 4 | SET
DRIVE MODL;60 KVAABB ACS880 415 VACS88 | 6098A0175 | 4 SET | 1200000 | 4800000 | 2018-12-20 | 4 | SET
FIELD SNSR;PHOTO SENSORTELCO24V | 5700A0640 | 10 NOS | 10000 | 100000 | 2018-12-20 | 10 | NOS
FIELD SNSR;PHOTO SENSORTELCO24VDC | 5700A0643 | 10 NOS | 18000 | 180000 | 2018-12-20 | 10 | NOS
OFFC ACCS;WIRELESS MOUSE {HP X3500} | 5789A0102 | 3 NOS | 633 | 1899 | 2018-12-26 | 3 | NOS
RELAY;ELECTRONICTRANSFORMER PROTECTION | 5607A0811 | 2 NOS | 16000 | 32000 | 2019-01-29 | 2 | NOS
RELAYNO MODIFIERMOTOR PROTECTION IN VF | 5607A0622 | 10 NOS | 2000 | 20000 | 2019-01-18 | 10 | NOS
FIELD SNSR | 5700A0529 | 10 NOS | 19500 | 195000 | 2019-01-19 | 10 | NOS
RELAYNO MODIFIERMOTOR PROTECTION IN VF | 5607A0622 | 10 NOS | 2000 | 20000 | 2019-01-25 | 10 | NOS
LUMR;FLOOD LIGHT150WAC140 - 270VNO | 6093A0037 | 90 NOS | 5130.4 | 461736 | 2019-02-02 | 90 | NOS
LT CBL;31.5MM2COPPERPVC | 5717A0324 | 700 M | 32.33 | 22631 | 2019-02-02 | 700 | M
LV HAND GLOVES;8 | 5775A0003 | 15 PAA | 1289.74 | 19346.1 | 2019-02-09 | 15 | PAA
LV HAND GLOVES;10 | 5775A0004 | 15 PAA | 1289.74 | 19346.1 | 2019-02-09 | 15 | PAA
LV HAND GLOVES;9 | 5775A0005 | 5 PAA | 1289.74 | 6448.7 | 2019-02-09 | 5 | PAA
LT CBL;18 2.5 MM2COPPER SPECL POLY | 5717A0746 | 200 M | 1738.4 | 347680 | 2019-02-15 | 200 | M
SPL INST;MICRO PRISMATIC SHEET WHITE C | 6049A0117 | 3 RLL | 12000 | 36000 | 2019-02-18 | 3 | RLL
FUSE;HRC AC 415 V63 A80 KA14X51 MM | 5748A0907 | 10 NOS | 1000 | 10000 | 2019-02-15 | 10 | NOS
SLDRNG WIRE;SOLDERING WIRE18SWG | 5172A0002 | 20 PAK | 471.87 | 9437.4 | 2019-02-24 | 20 | PAK
SLDRG STN;PRINTED CIRCUIT 25 W230 VAC | 5489A0023 | 5 NOS | 2500 | 12500 | 2019-02-24 | 5 | NOS
SLIPPERS FOR CONTROL ROOMANY | 5789A0114 | 5 PAA | 160 | 800 | 2019-03-14 | 5 | PAA
SLIPPERS FOR CONTROL ROOM | 5789A0151 | 12 PAA | 160 | 1920 | 2019-03-14 | 12 | PAA
SLIPPERS FOR CONTROL ROOM | 5789A0152 | 12 PAA | 160 | 1920 | 2019-03-14 | 12 | PAA
SLIPPERS FOR CONTROL ROOM | 5789A0153 | 6 PAA | 160 | 960 | 2019-03-14 | 6 | PAA
INDICATOR;4-20MA7 SEGMENT DISPLAY | 5657A0032 | 13 NOS | 1300 | 16900 | 2019-02-28 | 13 | NOS
IND LAMP;RED 230 VACINDICATION LAMP | 5868A0184 | 50 NOS | 600 | 30000 | 2019-02-28 | 50 | NOS
SPL INST;TEMP. PROGRAM CONTROLLER I/P - | 6049A0105 | 3 NOS | 30000 | 90000 | 2019-03-08 | 3 | NOS
COMTR SPR;BLACK COLOUR CATRIDGEHP | 5309A0571 | 3 NOS | 8432 | 25296 | 2019-03-16 | 3 | NOS
ED USER COM SPR;TRI COLOR CARTRIDGE | 5309A0263 | 2 NOS | 732 | 1464 | 2019-02-28 | 2 | NOS
ED USER COM SPR;BLACK CARTRIDGEPRINTER | 5309A0264 | 2 NOS | 606 | 1212 | 2019-02-28 | 2 | NOS
HYDRAULIC AMPLIFIER CARD REXROTH VT-V | 5540A1371 | 2 NOS | 80000 | 160000 | 2019-03-16 | 2 | NOS
PROPORTIONAL VALVE CONTROL CARD HOLDER | 5540A1597 | 1 NOS | 25000 | 25000 | 2019-03-16 | 1 | NOS
PROPORTIONAL VALVE CONTROL PROPORTIONA | 5540A1604 | 2 NOS | 80000 | 160000 | 2019-03-16 | 2 | NOS
PROPORTIONAL VALVE CONTROL PROPORTIONA | 5540A1605 | 2 NOS | 75000 | 150000 | 2019-03-16 | 2 | NOS
CCTV VARIFOCAL LENS SAMSUNG SLA-550DV | 5648A0325 | 6 NOS | 5000 | 30000 | 2019-03-17 | 6 | NOS
HCKSAW BLD;150 MM,HIGH SPEED STEEL ,6. | 5237A0027 | 100 NOS | 15 | 1500 | 2019-03-28 | 100 | NOS
HCKSAW;MANUAL ,D ,STEEL ,150 MM,BI-M | 5247A0003 | 15 NOS | 60 | 900 | 2019-03-28 | 15 | NOS
SPL INST;TEMPERATURE STICKER TEMPERATUR | 6049A0066 | 1000 NOS | 42 | 42000 | 2019-04-26 | 1000 | NOS
HCKSAW BLD;150 MM,HIGH SPEED STEEL ,6. | 5237A0027 | 100 NOS | 16 | 1600 | 2019-04-02 | 100 | NOS
HCKSAW;MANUAL ,D ,STEEL ,150 MM,BI-M | 5247A0003 | 5 NOS | 100 | 500 | 2019-04-02 | 5 | NOS
BRKE ACC;BRAKE SHOE WITH LINERBCHBCH | 5521A0210 | 4 PAA | 5940 | 23760 | 2019-04-27 | 4 | PAA
CTRL TRF;0.15 KVATHREE DRY 415 V | 5506A0121 | 10 NOS | 3200 | 32000 | 2019-04-26 | 10 | NOS
PUSH BTTN;ILLUMINATEDREDSCHNEIDER | 5772A0068 | 75 NOS | 313 | 23475 | 2019-04-18 | 75 | NOS
PUSH BTTN;ILLUMINATEDGREENSCHNEIDER | 5772A0069 | 75 NOS | 313 | 23475 | 2019-04-18 | 75 | NOS
ED USER COM SPRBLACK ON WHITE TAPE CART | 5309A0030 | 4 NOS | 1500 | 6000 | 2019-04-28 | 4 | NOS
TEST LEAD SET. | 0513A0436 | 10 NOS | 1475 | 14750 | 2019-04-11 | 10 | NOS
UNIVERSAL RAIL MOUNTING TERMINAL 2.5SQMM | 1106A0201 | 400 NOS | 10.64 | 4256 | 2019-04-11 | 400 | NOS
INDICATOR;4-20MA7 SEGMENT DISPLAY | 5657A0032 | 5 NOS | 1300 | 6500 | 2019-04-30 | 5 | NOS
HND OPTD TRLY;200 KGMANUAL BALL BEARIN | 6036A0026 | 2 NOS | 11871.96 | 23743.92 | 2019-04-29 | 2 | NOS
LADDER FOLDABLE 6 FTFIBRE REINFORC | 5819A0067 | 2 NOS | 17000 | 34000 | 2019-04-30 | 2 | NOS
LADDER FOLDABLE 8 FTFIBRE REINFORC | 5819A0068 | 2 NOS | 19000 | 38000 | 2019-04-30 | 2 | NOS
LUMR;WELL GLASS29WAC140 - 270VNO | 6093A0014 | 150 NOS | 1000 | 150000 | 2019-05-09 | 150 | NOS
LUMR;TUBE T813WAC140 - 270VNOYES | 6093A0023 | 250 NOS | 175 | 43750 | 2019-05-09 | 250 | NOS
LT CBL;31.5MM2COPPERPVC | 5717A0324 | 300 M | 33 | 9900 | 2019-04-30 | 300 | M
LAB ACCS;ANTI-STATIC BAG-ELECTRONIC LAB | 5959A0420 | 100 NOS | 30.3 | 3030 | 2019-05-10 | 100 | NOS
LAB ACCS;ANTI-STATIC BAG-ELECTRONIC LAB | 5959A0421 | 100 NOS | 110 | 11000 | 2019-05-10 | 100 | NOS
LAB ACCS;ANTI-STATIC BAG-ELECTRONIC LAB | 5959A0422 | 100 NOS | 44.44 | 4444 | 2019-05-10 | 100 | NOS
CAT 6 Patch Cord - 2 Mtr | 1304A0495 | 5 NOS | 140 | 700 | 2019-04-23 | 5 | NOS
CAT 6 Patch Cord - 15 Mtr | 1304A0497 | 5 NOS | 945 | 4725 | 2019-04-23 | 5 | NOS
DCS SPRFL CAT6 PATCHPHOENIXPART NO : | 5584A0006 | 3 NOS | 3296 | 9888 | 2019-04-23 | 3 | NOS
DCS SPRFL CAT6 PATCHPHOENIXPART NO : | 5584A0007 | 5 NOS | 2074 | 10370 | 2019-04-23 | 5 | NOS
SPL INST;ULTRASONIC LEVEL CONTROLLER 1 | 6049A0079 | 5 NOS | 18500 | 92500 | 2019-05-23 | 5 | NOS
FLD SNSR;ULTRASONIC LEVEL PEPPERL+FUCH | 5700A0733 | 4 NOS | 25113 | 100452 | 2019-05-23 | 4 | NOS
SPL CBL;4 PAIR TWISTED SCREENED CABLE | 6045A0094 | 300 M | 113 | 33900 | 2019-04-30 | 300 | M
DOOR LOCK THYSSENKRUPP LIFT THYSSE | 5669A2188 | 7 NOS | 4500 | 31500 | 2019-05-24 | 7 | NOS
IP-55POWDER COATED BOX300x300x200 MM | 0088A0154 | 5 NOS | 1930 | 9650 | 2019-04-30 | 5 | NOS
LASER EYE SENSOR BANNER EDGE BAFFLE | 5956A3118 | 2 NOS | 20000 | 40000 | 2019-05-24 | 2 | NOS
IND LAMP;RED 230 VACINDICATION LAMP | 5868A0184 | 30 NOS | 600 | 18000 | 2019-05-29 | 30 | NOS
EDIBLE;GLUCON D500 GMS PACKET | 5733A0001 | 15 PAK | 82.29 | 1234.35 | 2019-05-30 | 15 | PAK
ORS POWDER SACHETS OF 21 GMS. NOS | 5733A0083 | 100 PAK | 3.95 | 395 | 2019-05-30 | 100 | PAK
LMT SWTCH;ROTARYHEAVYSWITCHING4A | 5613A0260 | 6 NOS | 25000 | 150000 | 2019-06-22 | 6 | NOS
O-RING;VITON 235 MM5 MM245 MM70 | 5395A1134 | 6 NOS | 500 | 3000 | 2019-06-10 | 6 | NOS
O-RING;VITON 270 MM5 MM280 MM70 | 5395A1135 | 50 NOS | 500 | 25000 | 2019-06-10 | 50 | NOS
ELCT T&M INST;HAND HELD VIBROMETER908 | 5189A0064 | 2 SET | 24024 | 48048 | 2019-06-10 | 2 | SET
SPL INST;HUMIDITY CUM TEMP CONTROLLER H | 6049A0124 | 12 NOS | 7000 | 84000 | 2019-06-10 | 12 | NOS
SW GR&CB SPRAUX CONTACTABBCONTACTORC | 5872A1018 | 100 NOS | 120.84 | 12084 | 2019-06-10 | 100 | NOS
SW GR&CB SPRAUX CONTACTABBCONTACTORC | 5872A1019 | 100 NOS | 120.84 | 12084 | 2019-06-10 | 100 | NOS
SINGLE GONG BELL APPROVED SIGNAL ALARM | 5997A0050 | 2 NOS | 2500 | 5000 | 2019-06-10 | 2 | NOS
EL CNCTR;FEMALE COMMUNICATION 9 50 V | 5615A0129 | 10 NOS | 100 | 1000 | 2019-06-10 | 10 | NOS
EL CNCTR;D TYPE COMMUNICATION 9 50 V | 5615A0130 | 10 NOS | 100 | 1000 | 2019-06-10 | 10 | NOS
COMTR SPR;WIRELESS KEY & MOUSELOGITECH | 5309A0450 | 1 NOS | 1013 | 1013 | 2019-06-01 | 1 | NOS
LV HAND GLOVES;8 | 5775A0003 | 15 PAA | 1300 | 19500 | 2019-06-17 | 15 | PAA
LV HAND GLOVES;10 | 5775A0004 | 15 PAA | 1300 | 19500 | 2019-06-17 | 15 | PAA
LV HAND GLOVES;9 | 5775A0005 | 5 PAA | 1300 | 6500 | 2019-06-17 | 5 | PAA
AC MOTR;2.2KW415 V AC +10/-15% | 5900A0922 | 2 NOS | 11500 | 23000 | 2019-06-29 | 2 | NOS
AC MOTR;1.5KW415 V AC +10/-15% | 5900A0925 | 2 NOS | 8500 | 17000 | 2019-07-29 | 2 | NOS
HOOTER;ELECTRONICSINGLE500M220V | 5048A0003 | 3 NOS | 5500 | 16500 | 2019-06-29 | 3 | NOS
IND LAMP;RED 230 VACINDICATION LAMP | 5868A0184 | 30 NOS | 600 | 18000 | 2019-06-13 | 30 | NOS
CONTROLLER;JOYSTICK CONTROLLER500VAC | 5495A0104 | 12 NOS | 30000 | 360000 | 2019-06-30 | 12 | NOS
PLC SPR;ANALOG INPUT MODULEPHOENIX | 5620A1445 | 6 NOS | 23679 | 142074 | 2019-06-15 | 6 | NOS
PLC SPR;ANALOG OUTPUT MODULEPHOENIX | 5620A1446 | 6 NOS | 23703 | 142218 | 2019-06-15 | 6 | NOS
3M White Sticker Board | 1551A0045 | 100 FT2 | 349 | 34900 | 2019-06-29 | 100 | FT2
TRUE RMS DMM INDUSTRIAL WITH BACKLIGHT & | 0513A0181 | 3 NOS | 16560 | 49680 | 2019-06-29 | 3 | NOS
TRUE-RMS METER FOR PRECISE MEASUREMENT | 0535A0474 | 3 NOS | 16560 | 49680 | 2019-06-28 | 3 | NOS
TYPE-LL1AC11 AT 415V DC11 AT 230V | 0517B0038 | 6 NOS | 1536 | 9216 | 2019-06-27 | 6 | NOS
PROXMTY;INDUCTIVE 15 MM12-48 VIP67 . | 5885A0457 | 8 NOS | 6000 | 48000 | 2019-06-30 | 8 | NOS
HRC FUSE 6 AMPERES | 0877A0501 | 20 NOS | 70.84 | 1416.8 | 2019-06-27 | 20 | NOS
HF FUSE 25ASF90152L&T | 0877A0739 | 20 NOS | 70.84 | 1416.8 | 2019-06-27 | 20 | NOS
SPL INST;THERMOSTAT 63 DEGREE CENTIGRA | 6049A0126 | 30 NOS | 500 | 15000 | 2019-07-14 | 30 | NOS
SPL INST;THERMOSTAT 52 DEGREE CENTIGRA | 6049A0127 | 30 NOS | 500 | 15000 | 2019-07-14 | 30 | NOS
E-SATHERM PLATE SKPL SU/SP0010/010 | 5525A0072 | 75 NOS | 1000 | 75000 | 2019-07-21 | 75 | NOS
PROXIMITY;INDUCTIVE SENSOR15MM20-250V | 5885A0198 | 10 NOS | 8000 | 80000 | 2019-07-21 | 10 | NOS
PROXMTY;INDUCTIVE 20 MM10-36 VIP67 | 5885A0455 | 10 NOS | 7000 | 70000 | 2019-07-21 | 10 | NOS
ELTRNC CARD;INVERTER | 5540A0905 | 4 NOS | 400000 | 1600000 | 2019-07-25 | 4 | NOS
ELTRNC CARD;INVERTER | 5540A0907 | 4 NOS | 400000 | 1600000 | 2019-07-25 | 4 | NOS
ELTRNC CARD;POWER SUPPLY | 5540A0908 | 1 NOS | 40000 | 40000 | 2019-07-25 | 1 | NOS
ELTRNC CARD;INVERTER TRIPPING CONTROL | 5540A0909 | 3 NOS | 40000 | 120000 | 2019-07-25 | 3 | NOS
Spring Return Switch | 0852A0185 | 40 NOS | 960.96 | 38438.4 | 2019-07-18 | 40 | NOS
P.B SR71release for 3P ACB with CT | 1114A0135 | 5 NOS | 97139 | 485695 | 2019-07-31 | 5 | NOS
P.B SR71release for 3P ACB with CT | 1114A0135 | 5 NOS | 97139 | 485695 | 2019-07-31 | 5 | NOS
BATTERYSMFUPS12V65AMHBOLT-ON50-CN | 5537A0027 | 64 NOS | 4500 | 288000 | 2019-08-01 | 64 | NOS
CBL SCKT;SHORT BARREL FLAT240MM2 | 5794A0336 | 40 NOS | 200 | 8000 | 2019-08-01 | 40 | NOS
WRLSS GATWY DVC;TRANSCEIVERPHOENIX | 5322A0018 | 6 NOS | 30350 | 182100 | 2019-07-31 | 6 | NOS
WRLESS DVCE SPR;ANTENNA CABLE2702140 | 5453A0047 | 6 NOS | 4890 | 29340 | 2019-07-31 | 6 | NOS
ED USER COM SPR;2 TB PORTABLE HARD DISK | 5309A0360 | 8 NOS | 5447 | 43576 | 2019-08-24 | 8 | NOS
POWER SUPPLY240VAC24VDC2A2938730PHO | 5262A0020 | 6 NOS | 8000 | 48000 | 2019-09-07 | 6 | NOS
LAMP;LED TUBE30W2PIN230VAC | 5838A0418 | 10 NOS | 2000 | 20000 | 2019-09-10 | 10 | NOS
INSTRMNT MSRNG;LASERTHERMOMETERFLUKE | 5668A0093 | 2 NOS | 3200 | 6400 | 2019-08-28 | 2 | NOS
ECL - OMRON RELAY | 1142A0256 | 70 NOS | 210 | 14700 | 2019-09-10 | 70 | NOS
OPTL PHTSNSR;THROUGH BEAM PHOTOELE. SENS | 5940A0074 | 8 NOS | 5000 | 40000 | 2019-08-31 | 8 | NOS
LUMR;WELL GLASS29WAC140 - 270VNO | 6093A0014 | 150 NOS | 1100 | 165000 | 2019-08-31 | 150 | NOS
LUMR;TUBE T813WAC140 - 270VNOYES | 6093A0023 | 250 NOS | 200 | 50000 | 2019-08-31 | 250 | NOS
SPL MOTR;TONG OPEN CLOSE MOTORUIKER | 5924A0163 | 3 NOS | 41324.4 | 123973.2 | 2019-09-24 | 3 | NOS
INSULATING MATLTAPEADHESIVE (PVC)19MM | 5859A0021 | 450 NOS | 7.31 | 3289.5 | 2019-09-11 | 450 | NOS
BRKE ACC;BRAKE SHOE WITH LINERBCHBCH | 5521A0210 | 8 PAA | 6600 | 52800 | 2019-09-24 | 8 | PAA
POWR SPLY;220VAC100KV200MA | 5262A0247 | 2 NOS | 454490 | 908980 | 2019-10-31 | 2 | NOS
SW GR&CB SPR;FUSE TERMINALPHOENIX | 5872A1849 | 100 NOS | 100 | 10000 | 2019-10-06 | 100 | NOS
CNTRLR;JOYSTICK CONTROLLER 220 VACDIGI | 5495A0199 | 20 NOS | 5000 | 100000 | 2019-10-09 | 20 | NOS
SLDRNG WIR;SOLDERING WIRE 24 SWG60% | 5172A0013 | 10 025 | 500 | 5000 | 2019-10-09 | 10 | 025
LUMR;WELL GLASS29WAC140 - 270VNO | 6093A0014 | 200 NOS | 750 | 150000 | 2019-10-11 | 200 | NOS
TABLET;WINMATE M133W TABLET PC WLAN/BL | 6096A0012 | 1 NOS | 265000 | 265000 | 2019-10-11 | 1 | NOS
ED USER COM SPRBLACK ON WHITE TAPE CART | 5309A0030 | 4 NOS | 1700 | 6800 | 2019-09-30 | 4 | NOS
LT CBL;31.5MM2COPPERPVC | 5717A0324 | 400 M | 32.65 | 13060 | 2019-11-11 | 400 | M
CCTV CAMERA ADAPTER ANY REPUTED ANY | 5648A0340 | 6 NOS | 800 | 4800 | 2019-11-14 | 6 | NOS
CAMERA FOR INSPECTION STANDARD | 6187A0026 | 16 066 | 800 | 12800 | 2019-11-14 | 16 | 066
MESRG ISNT;ELECTRONICS MOTOR CHECKER E | 5668A0201 | 1 NOS | 30000 | 30000 | 2019-11-20 | 1 | NOS
RELAY;ELECTRONICTRANSFORMER PROTECTION | 5607A0811 | 5 NOS | 20000 | 100000 | 2019-12-15 | 5 | NOS
ECL - OMRON RELAY | 1142A0256 | 200 NOS | 210 | 42000 | 2019-12-12 | 200 | NOS
SCRDRIVE X HD;5.0X0.6 MM125 MM230 MMMOL | 5229A0002 | 20 NOS | 500 | 10000 | 2019-12-01 | 20 | NOS
SPL INST;TEMPERATURE STICKER TEMPERATUR | 6049A0066 | 2000 NOS | 43 | 86000 | 2019-12-01 | 2000 | NOS
HOOTER;ELECTRONICSINGLE1KM220VSTEEL | 5048A0005 | 8 NOS | 6000 | 48000 | 2019-12-01 | 8 | NOS
ELECT CNNTR;FEMALEPROXIMITY CONNECTOR | 5615A0042 | 6 NOS | 600 | 3600 | 2019-12-01 | 6 | NOS
ELECT CNNTR;FEMALEPROXIMITY CONNECTOR | 5615A0043 | 30 NOS | 600 | 18000 | 2019-12-31 | 30 | NOS
LV HAND GLOVES;8 | 5775A0003 | 20 PAA | 1300 | 26000 | 2020-01-03 | 20 | PAA
WRLESS DVCE SPR;PANELPA25696 | 5453A0051 | 6 NOS | 12537 | 75222 | 2020-01-01 | 6 | NOS
PATCH CRD;CAT6 UTP 2 MDIGILINK/TYCO R | 5280A0139 | 2 NOS | 252.64 | 505.28 | 2019-11-08 | 2 | NOS
N/W PASSIVE DEVICE FO CABLE | 6008A0002 | 400 M | 40.61 | 16244 | 2019-11-08 | 400 | M
N/WPASSIVE DEVICE NETWORK RACK | 6012A0002 | 1 NOS | 33531.98 | 33531.98 | 2019-11-08 | 1 | NOS
N/WPASSIVE DEVICE NETWORK RACK | 6012A0004 | 1 NOS | 5423 | 5423 | 2019-11-08 | 1 | NOS
CAT6 RJ45 JACK MALE UNSHIELDED | 6013A0001 | 50 PCE | 8.83 | 441.5 | 2019-11-08 | 50 | PCE
NW TRVR;SFP 100BASE-FX(D-LINK/DIGISOL) | 6016A0014 | 2 NOS | 4375 | 8750 | 2019-11-08 | 2 | NOS
NW SPARES;CAT-6 UTP FRPVC JACKET LSZH | 6186A0124 | 1 NOS | 8505.28 | 8505.28 | 2019-11-08 | 1 | NOS
BATTERY;LITHIUM IONPOWER BACK UP3.6V | 5537A0145 | 5 NOS | 630 | 3150 | 2019-11-30 | 5 | NOS
NW SPARES;SC-SC FO PATCH CORD OS2 SM 3M | 6186A0146 | 2 NOS | 1682.36 | 3364.72 | 2019-12-18 | 2 | NOS
SPL INST;RTD PT-100 3 WIRE SIMPLEX E | 6049A0077 | 15 NOS | 500 | 7500 | 2019-12-18 | 15 | NOS
FIELD SNSR;TEMPOSONICMTS SENSORS24VDC | 5700A0564 | 1 NOS | 200000 | 200000 | 2020-01-30 | 1 | NOS
FIFE STRIP CENTER GUIDING EQPT MAXCESS | 5956A2481 | 1 SET | 1400000 | 1400000 | 2021-03-22 | 1 | SET
CNTRLR;JOYSTICK CONTROLLER 220 VACDIGI | 5495A0199 | 20 NOS | 4237.88 | 84757.6 | 2019-12-31 | 20 | NOS
SPARE WHEEL DELACHAUX 8479 CRD SPA | 5531A0816 | 50 NOS | 6000 | 300000 | 2020-02-01 | 50 | NOS
ELTNC CARD;MEASUREMENTECU 01.2 DISPLAY | 5540A1065 | 1 NOS | 87835 | 87835 | 2020-02-01 | 1 | NOS
ELTNC CARD;EPC SPAREDISPLAY CARDEMG | 5540A1155 | 1 NOS | 79850 | 79850 | 2020-02-16 | 1 | NOS
ENCODR;ABSOLUTE ROTARY ENCODER SICK DF | 5508A0362 | 2 NOS | 75000 | 150000 | 2020-02-01 | 2 | NOS
ELTNC CARD;PLCPOWER SUPPLY CARD | 5540A1115 | 3 NOS | 30000 | 90000 | 2020-02-02 | 3 | NOS
FIELD SNSR;LEVEL SWITCH | 5700A0654 | 3 NOS | 2417.5 | 7252.5 | 2020-03-03 | 3 | NOS
POWER SUPPLY;240VAC12VDC2A | 5262A0220 | 16 NOS | 500 | 8000 | 2020-02-02 | 16 | NOS
PLC SPR;FRONT CONNECTORSIEMENS | 5620A1060 | 3 NOS | 25000 | 75000 | 2020-03-06 | 3 | NOS
PLC SPR;COMMUNICATION MODULEABBCI801 | 5620A0835 | 2 NOS | 38360 | 76720 | 2020-02-05 | 2 | NOS
WRLESS DVCE SPRPALMICGM300/950MOTOROL | 5453A0031 | 10 NOS | 2000 | 20000 | 2020-03-02 | 10 | NOS
PROXIMITY;INDUCTIVE SENSOR20MM10-30V | 5885A0278 | 5 NOS | 6000 | 30000 | 2020-03-06 | 5 | NOS
PROXIMITY;INDUCTIVE SENSOR10MM20-250V | 5885A0272 | 10 NOS | 5000 | 50000 | 2020-03-13 | 10 | NOS
FUSE;SEMICONDUCTOR550A690V200KAYES | 5748A0783 | 15 NOS | 3000 | 45000 | 2020-02-17 | 15 | NOS
PUSH BTTN;EMERGENCY PUSH BUTTONRED | 5772A0048 | 50 NOS | 700 | 35000 | 2020-02-17 | 50 | NOS
DRIV SPR;CONTROL UNIT CU-240E-2SIEMENS | 5542A1717 | 1 NOS | 16000 | 16000 | 2020-02-24 | 1 | NOS
SIMATIC S7-200 SMART CPU ST40 SIEMENS | 5620A3121 | 1 NOS | 25000 | 25000 | 2020-02-24 | 1 | NOS
DRIVE MODL;7.5 KWSIEMENS SINAMICS G20 3 | 6098A0093 | 1 NOS | 40000 | 40000 | 2020-02-24 | 1 | NOS
LT CBL;101.5MM2ANNEALED TINNED COPPER | 5717A0556 | 500 M | 100 | 50000 | 2020-02-24 | 500 | M
LT CBL;4X2X0.750.75MM2COPPERHR PVC | 5717A0577 | 500 M | 166 | 83000 | 2020-03-10 | 500 | M
POWER SUPPLY;240VAC12VDC2A | 5262A0220 | 16 NOS | 250 | 4000 | 2020-02-29 | 16 | NOS
FIELD SNSR;POSITION TRANSDUCERBALLUFF | 5700A0510 | 3 NOS | 85000 | 255000 | 2020-04-05 | 3 | NOS
EL ISLTR;MANUALLY 500 V2 NOS32 A230 | 5505A0078 | 2 NOS | 1040 | 2080 | 2020-03-14 | 2 | NOS
ED USER COM SPR;TRI COLOR CARTRIDGE | 5309A0263 | 2 NOS | 732 | 1464 | 2020-04-15 | 2 | NOS
ED USER COM SPR;BLACK CARTRIDGEPRINTER | 5309A0264 | 2 NOS | 606 | 1212 | 2020-04-15 | 2 | NOS
BOLT ;SLOTTED HEX HEAD5MM40MM8.8 | 5544A2689 | 200 NOS | 20 | 4000 | 2020-04-15 | 200 | NOS
BOLT ;SLOTTED HEX HEAD4MM40MM8.8 | 5544A2690 | 190 NOS | 20 | 3800 | 2020-04-15 | 190 | NOS
BOLT ;SLOTTED HEX HEAD6MM40MM8.8 | 5544A2691 | 200 NOS | 20 | 4000 | 2020-04-15 | 200 | NOS
UTLTY TOOLS;LADDER | 5819A0008 | 2 NOS | 2992 | 5984 | 2020-04-17 | 2 | NOS
FUSE;HRC AC 500 V100 A80 KANO NO S | 5748A0818 | 160 NOS | 500 | 80000 | 2020-04-19 | 160 | NOS
FUSE;HBC AC 660 V200 A80 KANO SPECI | 5748A0976 | 160 NOS | 500 | 80000 | 2020-04-19 | 160 | NOS
SWTCH SLCTR;10A3 SPRING RETURN110VNO | 5641A0107 | 12 SET | 7349.54 | 88194.48 | 2020-04-21 | 12 | SET
CBL SCKTRING35MM2COPPERCRIMPING6.6K | 5794A0049 | 200 NOS | 30 | 6000 | 2020-04-24 | 200 | NOS
CBL SKT;RING 16 MM2COPPER CRIMPING 1 | 5794A0425 | 200 NOS | 15 | 3000 | 2020-04-24 | 200 | NOS
FIELD SNSR;TEMPOSONICMTS SENSORS24VDC | 5700A0564 | 1 NOS | 200000 | 200000 | 2020-04-23 | 1 | NOS
MESRG ISNT;ELECTRONICS MOTOR CHECKER E | 5668A0201 | 3 NOS | 15000 | 45000 | 2020-04-23 | 3 | NOS
NW SPARES;HHT CRADLE CHARGER CRD9000-10 | 6186A0253 | 6 NOS | 30000 | 180000 | 2020-04-16 | 6 | NOS
NW SPARES;HHT CRADLE ADAPTER HP-A0502R3 | 6186A0255 | 6 NOS | 35000 | 210000 | 2020-04-16 | 6 | NOS
NW SPARES;HHT BATTERY 82-111734-01 | 6186A0256 | 16 NOS | 10000 | 160000 | 2020-04-16 | 16 | NOS
4WAYEXTENSION BRD | 1122A0047 | 100 NOS | 800 | 80000 | 2019-07-21 | 100 | NOS
NW SPARES;NETWORK CONTROLLER ETHIO 2.0 | 6186A0257 | 5 NOS | 16000 | 80000 | 2020-04-16 | 5 | NOS
DISPLAY;8 IN90-230 VACDIGITAL 60 WET | 5085A0065 | 6 NOS | 40000 | 240000 | 2020-04-03 | 6 | NOS
VC SPR;SLIDE CHANGER CUM POINTERNOS | 5950A0007 | 8 NOS | 1725 | 13800 | 2020-04-11 | 8 | NOS
BARCOD REDR;BARCODE SCANNER SYMBOL QR | 5451A0024 | 2 NOS | 380000 | 760000 | 2020-04-15 | 2 | NOS
CRBN BRSH;EG14SIGNODE | 5867A0203 | 8 NOS | 20000 | 160000 | 2020-04-15 | 8 | NOS
CRBN BRSH;EG14SIGNODE | 5867A0204 | 8 NOS | 20000 | 160000 | 2020-04-15 | 8 | NOS
PWR DSTBN PNL;HV SHROUD FARA HVA2400 | 6028A0269 | 2 NOS | 98000 | 196000 | 2020-04-16 | 2 | NOS
SANITIZER DISPENSERCODE: 272012PURELL | 5899A0010 | 5 NOS | 8107 | 40535 | 2020-04-16 | 5 | NOS
SANITIZER REFILLPRODUCT CODE: 572004 | 5899A0011 | 28 NOS | 2107 | 58996 | 2020-04-16 | 28 | NOS
SUGAR | 1044A0020 | 15 KG | 41.94 | 629.1 | 2020-04-01 | 15 | KG
CANTEEN EDIBLES ( milk ) | 1044A0051 | 18 KG | 449.63 | 8093.34 | 2020-04-01 | 18 | KG
CANTEEN EDIBLES TATA TEA | 1044A0053 | 5 KG | 324.25 | 1621.25 | 2020-04-01 | 5 | KG
LV HAND GLOVES;10 | 5775A0004 | 15 PAA | 720 | 10800 | 2020-05-23 | 15 | PAA
LV HAND GLOVES;9 | 5775A0005 | 15 PAA | 720 | 10800 | 2020-05-23 | 15 | PAA
LV HAND GLOVES;8 | 5775A0003 | 15 PAA | 720 | 10800 | 2020-05-23 | 15 | PAA
SPL CBL;HIGH VOLTAGE CABLEPEA-BODY | 6045A0032 | 1 NOS | 84760 | 84760 | 2020-06-24 | 1 | NOS
LV VFD;165KVAHOISTTHREE415V6 | 5625A0241 | 1 NOS | 800000 | 800000 | 2020-06-13 | 1 | NOS
ED USER COM SPR;TRI COLOR CARTRIDGE | 5309A0263 | 2 NOS | 732 | 1464 | 2020-06-30 | 2 | NOS
ED USER COM SPR;BLACK CARTRIDGEPRINTER | 5309A0264 | 2 NOS | 732 | 1464 | 2020-06-30 | 2 | NOS
VISOR;205 X 390 MM1 MMCLER VISON POL | 5370A0017 | 80 NOS | 310 | 24800 | 2020-07-10 | 80 | NOS
CAPACITOR;ALUMINIUM ELECTROLYTIC2.5uF | 5553A0318 | 120 NOS | 18.5 | 2220 | 2020-08-05 | 120 | NOS
CRANE SAFETY LED SPOT LIGHT II-SPOT-LED | 5953A0300 | 1 NOS | 16500 | 16500 | 2020-08-30 | 1 | NOS
Metallic Spiral Binding upto 100 sheets | 0291A6453 | 4 NOS | 7.22 | 28.88 | 2020-08-07 | 4 | NOS
Art PaperDigitalsinglesideupto 50 nos | 0291A6502 | 900 NOS | 2.02 | 1818 | 2020-08-07 | 900 | NOS
ArtPaper4ColorDigi.singlemorethan50 | 0291A6528 | 650 NOS | 6.65 | 4322.5 | 2020-08-07 | 650 | NOS
Art Paper4ColorDigitaldblemorethan50 | 0291A6530 | 950 NOS | 12.35 | 11732.5 | 2020-08-07 | 950 | NOS
MCCB;32A3415V50KAAC50HZ1NO+1NC | 5509A0316 | 30 NOS | 6467.5 | 194025 | 2020-09-10 | 30 | NOS
VECOW CONTROLLER DANIELI ECS-8000 | 5620A3460 | 1 NOS | 500000 | 500000 | 2020-09-13 | 1 | NOS
PLC PANEL TENSIOMETER PANEL UPGRADE | 5968A0225 | 1 SET | 218230.05 | 218230.05 | 2020-10-03 | 1 | SET
FIELD SNSR;ULTRASONIC SWITCHES | 5700A0435 | 4 NOS | 35000 | 140000 | 2020-11-04 | 4 | NOS
FLD SNSR;ULTRASONIC LEVEL PEPPERL+FUCH | 5700A0733 | 5 NOS | 16480 | 82400 | 2020-10-05 | 5 | NOS
LMT SWTCH;ROTARYHEAVYSWITCHING4A | 5613A0260 | 10 NOS | 18000 | 180000 | 2020-10-24 | 10 | NOS
LMT SW;ROLLER LEVER HEAVY DUTY NOSCO | 5613A0276 | 15 NOS | 10000 | 150000 | 2020-10-24 | 15 | NOS
ELECTRIC KETTLE 1.8 LTR MAKE : MAHARAJA | 2398A0123 | 4 NOS | 1595 | 6380 | 2020-09-23 | 4 | NOS
ALL IN ONE LAPTOP STAND STANDARD GLA | 5914A2714 | 2 NOS | 1359 | 2718 | 2020-10-14 | 2 | NOS
AC MOTR;IE1 132 KW415 +/- 10% VSQUIRREL | 5900A3152 | 1 NOS | 450000 | 450000 | 2020-10-18 | 1 | NOS
FIELD SNSR;TEMPOSONICMTS SENSORS24VDC | 5700A0564 | 1 NOS | 170000 | 170000 | 2020-10-30 | 1 | NOS
SOFTWARE;TRUE IMAGE ACRONIS CLIENT LIC | 5276A0216 | 2 NOS | 3800 | 7600 | 2020-09-30 | 2 | NOS
RELAY;NUMERICALMOTOR PROTECTION+/-2% | 5607A0699 | 25 NOS | 37000 | 925000 | 2020-10-26 | 25 | NOS
ED USER COM SPRBLACK ON WHITE TAPE CART | 5309A0030 | 4 NOS | 1650 | 6600 | 2020-10-26 | 4 | NOS
ELCT T&M INST;HAND HELD VIBROMETER908 | 5189A0064 | 1 SET | 24024.5 | 24024.5 | 2020-10-26 | 1 | SET
EL T&M INST;PROFIBUS DIAGNOSTIC TOOL KIT | 5189A0120 | 1 NOS | 420000 | 420000 | 2020-10-26 | 1 | NOS
SPL MOTR;0.55KW 54RPM GEARED MOTOR | 5924A0092 | 2 NOS | 60000 | 120000 | 2020-10-26 | 2 | NOS
LV HAND GLOVES;8 | 5775A0003 | 5 PAA | 720 | 3600 | 2020-12-07 | 5 | PAA
LV HAND GLOVES;10 | 5775A0004 | 10 PAA | 720 | 7200 | 2020-12-07 | 10 | PAA
LV HAND GLOVES;9 | 5775A0005 | 10 PAA | 720 | 7200 | 2020-12-07 | 10 | PAA
ENCODER;INCREMENTAL ROTARY ENCODER | 5508A0078 | 4 NOS | 63880 | 255520 | 2020-12-06 | 4 | NOS
FIELD SNSRINDUCTIVEIFM10-30VDC250MA | 5700A0021 | 4 NOS | 7751.78 | 31007.12 | 2020-12-03 | 4 | NOS
FIELD SNSRLASERSICK10-30VDC4-20MAWL | 5700A0024 | 10 NOS | 40916 | 409160 | 2020-12-03 | 10 | NOS
FIELD SNSRDISTANCESICK10-30VDC4-20MA | 5700A0035 | 5 NOS | 73000 | 365000 | 2020-12-03 | 5 | NOS
PROXMTY;INDUCTIVE 20 MM10-36 VIP67 | 5885A0455 | 8 NOS | 5000 | 40000 | 2020-11-07 | 8 | NOS
SPL INST;TEMPERATURE STICKER TEMPERATUR | 6049A0066 | 2000 NOS | 42 | 84000 | 2020-11-08 | 2000 | NOS
FIELD SNSR;MAGNETIC RING FOR LDT | 5700A0563 | 6 NOS | 4000 | 24000 | 2020-12-08 | 6 | NOS
ENCODER;INCREMENTAL ROTARY ENCODER | 5508A0108 | 5 NOS | 72647.88 | 363239.4 | 2020-12-08 | 5 | NOS
LAMP;INFRA RED3800WNORMAL415VAC | 5838A0388 | 200 NOS | 3878.75 | 775750 | 2021-01-07 | 200 | NOS
SPL INST;MICRO PRISMATIC SHEET WHITE C | 6049A0117 | 10 RLL | 10000 | 100000 | 2020-10-31 | 10 | RLL
EXTN BRD;CABLE REEL25M3C X 2.5MM2 | 5718A0004 | 10 NOS | 10000 | 100000 | 2020-11-15 | 10 | NOS
FUSE;SEMICONDUCTOR550A690V200KAYES | 5748A0783 | 3 NOS | 3200 | 9600 | 2020-11-15 | 3 | NOS
SPARE WHEEL DELACHAUX 8479 CRD SPA | 5531A0816 | 10 NOS | 551.2 | 5512 | 2020-11-16 | 10 | NOS
RELAYNO MODIFIERSIEMENS PLC99%PLUG I | 5607A0452 | 50 NOS | 200 | 10000 | 2020-11-16 | 50 | NOS
CRBN BRSH;EG14DELACHAUX | 5867A0218 | 15 NOS | 20940 | 314100 | 2020-12-16 | 15 | NOS
SWTCH SLCTR;10A3 SPRING RETURN110VNO | 5641A0107 | 14 SET | 8717.44 | 122044.16 | 2020-11-16 | 14 | SET
LMT SWTCH;LEVER LIMIT SWITCHCONTINUOUS | 5613A0271 | 10 NOS | 4500 | 45000 | 2020-12-01 | 10 | NOS
SOFTWARE;TRUE IMAGE ACRONIS CLIENT LIC | 5276A0216 | 6 NOS | 3800 | 22800 | 2020-10-30 | 6 | NOS
PWR DSTBN PNL;POWER COLLECTOR ENGINEER | 6028A0116 | 125 NOS | 1790 | 223750 | 2020-10-31 | 125 | NOS
PUSH BTTN;EMERGENCY PUSH BUTTONRED | 5772A0048 | 50 NOS | 522.38 | 26119 | 2020-10-31 | 50 | NOS
WALKIE TALKIE;HANDHELD TWO WAY1612HR | 5564A0005 | 6 NOS | 25000 | 150000 | 2020-12-19 | 6 | NOS
ELECT CNNTR;FEMALEPROXIMITY CONNECTOR | 5615A0042 | 7 NOS | 509.6 | 3567.2 | 2020-11-20 | 7 | NOS
ELECT CNNTR;FEMALEPROXIMITY CONNECTOR | 5615A0043 | 35 NOS | 416.25 | 14568.75 | 2020-12-20 | 35 | NOS
N/W PASSIVE DEVICE CAT 6 CABLE | 6006A0002 | 1 RLL | 13950 | 13950 | 2020-11-20 | 1 | RLL
PUSH BTN;ILLUMINATED PUSH BUTTON RED A | 5772A0179 | 30 NOS | 7500 | 225000 | 2020-11-21 | 30 | NOS
SHEET PROTECTOR (PACK OF 100) (A4-Size) | 0798A0327 | 10 NOS | 145 | 1450 | 2020-10-23 | 10 | NOS
PUSH BTTN;ILLUMINATEDREDSCHNEIDER | 5772A0068 | 60 NOS | 281.34 | 16880.4 | 2020-11-23 | 60 | NOS
PUSH BTTN;ILLUMINATEDGREENSCHNEIDER | 5772A0069 | 60 NOS | 273.34 | 16400.4 | 2020-11-23 | 60 | NOS
RED & WHITE CONSPICUITY ROLL981-3263M | 5953A0069 | 25 RLL | 4000 | 100000 | 2020-11-29 | 25 | RLL
SUGAR | 1044A0020 | 15 KG | 42 | 630 | 2020-10-31 | 15 | KG
CANTEEN EDIBLES ( milk ) | 1044A0051 | 18 KG | 449.63 | 8093.34 | 2020-10-31 | 18 | KG
CANTEEN EDIBLES TATA TEA | 1044A0053 | 5 KG | 465.03 | 2325.15 | 2020-10-31 | 5 | KG
POWR SPLY;110VAC130KV3MA | 5262A0245 | 1 NOS | 717200 | 717200 | 2021-01-04 | 1 | NOS
POWR SPLY;110VAC130KV3MA | 5262A0246 | 1 NOS | 652000 | 652000 | 2021-01-04 | 1 | NOS
SPARE WHEEL DELACHAUX 8479 CRD SPA | 5531A0816 | 50 NOS | 551.2 | 27560 | 2020-12-10 | 50 | NOS
AC MOTR;200 KW380 VSQUIRREL CAGE MILL | 5900A1912 | 1 NOS | 600000 | 600000 | 2020-12-27 | 1 | NOS
BRAKE;150MMELECTROMAGNETICDRUM | 5507A0038 | 4 SET | 35616 | 142464 | 2020-12-16 | 4 | SET
BRKE ACC;WEDGEBCHBCHPD-3026-15 | 5521A0188 | 3 NOS | 1000 | 3000 | 2020-12-16 | 3 | NOS
BRKE ACC;BRAKE SHOE WITH LINERBCHBCH | 5521A0210 | 8 PAA | 8000 | 64000 | 2020-12-16 | 8 | PAA
PLC SPR;TERMINAL MODULEABBTU830V1 | 5620A1038 | 9 NOS | 9453.08 | 85077.72 | 2021-01-20 | 9 | NOS
VISUALS;STOP ALUMINIUM ALLOYS 63*27* | 5787A0018 | 4 NOS | 97800 | 391200 | 2021-01-08 | 4 | NOS
SUGAR | 1044A0020 | 15 KG | 42 | 630 | 2020-12-16 | 15 | KG
CANTEEN EDIBLES ( milk ) | 1044A0051 | 18 KG | 449.63 | 8093.34 | 2020-12-16 | 18 | KG
CANTEEN EDIBLES TATA TEA | 1044A0053 | 5 KG | 465.03 | 2325.15 | 2020-12-16 | 5 | KG
WIRELESS GTWY;ANTENNA PHOENIX RAD-ISM- | 5322A0078 | 18 NOS | 5200 | 93600 | 2021-01-11 | 18 | NOS
SPL MOTR;SHUTTLE MOTOR | 5924A0122 | 1 NOS | 200000 | 200000 | 2021-02-22 | 1 | NOS
LOAD CELL SPR | 5512A0070 | 4 NOS | 80000 | 320000 | 2021-02-22 | 4 | NOS
LOAD CELL SPR | 5512A0076 | 2 NOS | 75000 | 150000 | 2021-02-22 | 2 | NOS
ELECT CNNTR;FEMALEPROXIMITY CONNECTOR | 5615A0042 | 90 NOS | 795 | 71550 | 2021-01-25 | 90 | NOS
PROXIMITY;INDUCTIVE SENSOR14MM10-30V | 5885A0275 | 40 NOS | 6000 | 240000 | 2021-02-24 | 40 | NOS
ENCODER;TACHO GENERATORBAUMER HUBNER | 5508A0084 | 4 NOS | 80000 | 320000 | 2021-02-24 | 4 | NOS
CRBN BRSH;EG14SIGNODE | 5867A0203 | 8 NOS | 18500 | 148000 | 2021-02-27 | 8 | NOS
CRBN BRSH;EG14SIGNODE | 5867A0204 | 8 NOS | 18500 | 148000 | 2021-02-27 | 8 | NOS
EL BOX;JUNCTION BOX 415 VBASE OUTDOOR | 5761A0210 | 100 NOS | 500 | 50000 | 2021-01-28 | 100 | NOS
FLXBL CNDUIT1PVCFLEXIBLENO ACCESSOR | 5527A0012 | 300 M | 90 | 27000 | 2021-02-08 | 300 | M
FLXBL CNDUIT1-1/2PVCFLEXIBLENO ACCE | 5527A0013 | 500 M | 85 | 42500 | 2021-02-08 | 500 | M
FLXBL CNDUIT2PVCFLEXIBLENO ACCESSOR | 5527A0014 | 300 M | 100 | 30000 | 2021-02-08 | 300 | M
ED USER COM SPR;TRI COLOR CARTRIDGE | 5309A0263 | 2 NOS | 732 | 1464 | 2021-01-22 | 2 | NOS
ED USER COM SPR;BLACK CARTRIDGEPRINTER | 5309A0264 | 2 NOS | 606 | 1212 | 2021-01-22 | 2 | NOS
TAG;CAUTION TAG-RED RED ONE SIDEWHITE | 5286A0019 | 600 NOS | 5 | 3000 | 2021-02-08 | 600 | NOS
SPL INST;TEMPERATURE STICKER TEMPERATUR | 6049A0066 | 2000 NOS | 42 | 84000 | 2021-02-08 | 2000 | NOS
SUGAR | 1044A0020 | 10 KG | 42 | 420 | 2021-01-25 | 10 | KG
CANTEEN EDIBLES ( milk ) | 1044A0051 | 22 KG | 449.63 | 9891.86 | 2021-01-25 | 22 | KG
CANTEEN EDIBLES TATA TEA | 1044A0053 | 6 KG | 465.03 | 2790.18 | 2021-01-25 | 6 | KG
FIELD SNSR;PHOTO SWITCHALLEN BRADELEY | 5700A0638 | 10 NOS | 8000 | 80000 | 2021-02-17 | 10 | NOS
FIELD SNSR;PROXIMITY SWITCHIFM | 5700A0531 | 3 NOS | 6500 | 19500 | 2021-02-17 | 3 | NOS
SPL INST;VALVE CONNECTOR RECTANGULAR 3 | 6049A0088 | 10 NOS | 350 | 3500 | 2021-02-11 | 10 | NOS
CONTROL PANEL ABB 1SAP510100R0001 | 5620A3585 | 1 NOS | 600000 | 600000 | 2021-02-12 | 1 | NOS
TABLET;WINMATE M133W TABLET PC WLAN/BL | 6096A0012 | 2 NOS | 265867.87 | 531735.74 | 2021-02-18 | 2 | NOS
PNMTC SYS SPR;PRESSURE SWITCHNORGREN | 5190A1079 | 4 NOS | 4500 | 18000 | 2021-02-20 | 4 | NOS
PHOTOELECTRIC SENSOR BALLUFF COIL CAR | 5956A3778 | 12 NOS | 15000 | 180000 | 2021-02-24 | 12 | NOS
INSLTG MTR;HT TAPE PVC FLAME RESISTANT | 5859A0464 | 120 RLL | 281 | 33720 | 2021-02-27 | 120 | RLL
FIELD SNSR;PRESSURE SWITCHHYDAC24VDC | 5700A0591 | 2 NOS | 24000 | 48000 | 2021-03-14 | 2 | NOS
LAMP;TUBE LIGHT36W2PIN230VAC | 5838A0420 | 25 NOS | 350 | 8750 | 2021-03-14 | 25 | NOS
INST SPR;PRESSURE SWITCHHYDAC | 5956A0726 | 2 NOS | 20000 | 40000 | 2021-03-06 | 2 | NOS
800A SPECTRONIC RELEASE RMS7 GE AIR | 5872A2749 | 5 NOS | 79000 | 395000 | 2021-03-06 | 5 | NOS
GOGGLS;ANTI FOG GOGGLES 2 MMPOLYCARB | 5385A0035 | 100 NOS | 120 | 12000 | 2021-03-08 | 100 | NOS
EL CNCTR;MALE AND FEMALE GENERAL PURPOS | 5615A0160 | 200 SET | 550 | 110000 | 2021-03-10 | 200 | SET
FIELD SNSRDIFFUSE REFLECTIONIFM ELECTR | 5700A0045 | 10 NOS | 10000 | 100000 | 2021-03-17 | 10 | NOS
OPTL PHTSNSR;RETRO-REFLECTIVE SENSOR L | 5940A0059 | 10 NOS | 10000 | 100000 | 2021-03-10 | 10 | NOS
PROXMTY;INDUCTIVE 40 MM10-30 VIP65 | 5885A0438 | 10 NOS | 6000 | 60000 | 2021-03-11 | 10 | NOS
LMT SWTCH;ROTARYHEAVYSNAP ACTION10A | 5613A0229 | 2 NOS | 127760 | 255520 | 2021-04-10 | 2 | NOS
AC MOTR;1.5KW415 V AC +10/-15% | 5900A0925 | 2 NOS | 10000 | 20000 | 2021-04-10 | 2 | NOS
TERMINAL BLOCK PHOENIX CONTACT PLC PAN | 5872A2265 | 1000 NOS | 10 | 10000 | 2021-03-12 | 1000 | NOS
EPC ALTERN LIGHT TRANSMITTER EMG EPC S | 5956A3227 | 1 NOS | 239550 | 239550 | 2021-04-30 | 1 | NOS
EPC ALTERN LIGHT TRANSMITTER EMG EPC S | 5956A3306 | 2 NOS | 239550 | 479100 | 2021-04-30 | 2 | NOS
ELECT CNNTR;FEMALEPROXIMITY CONNECTOR | 5615A0042 | 90 NOS | 800 | 72000 | 2021-02-28 | 90 | NOS
CONTOL PANEL FOR SENSOR VIRTUAL O1D105 | 6128A0010 | 6 NOS | 20140 | 120840 | 2021-03-14 | 6 | NOS
DRIV SPR;BRANCHING UNITEABB | 5542A0852 | 2 NOS | 139700 | 279400 | 2021-04-16 | 2 | NOS
LMT SW;ROLLER LEVER HEAVY NORMALY OP | 5613A0414 | 5 NOS | 1500 | 7500 | 2021-03-17 | 5 | NOS
FIELD SNSR;PROXIMITYTELCO10 - 30VDC | 5700A0673 | 3 NOS | 8500 | 25500 | 2021-03-17 | 3 | NOS
CANTEEN EDIBLES ( milk ) | 1044A0051 | 18 KG | 449.63 | 8093.34 | 2021-02-23 | 18 | KG
CANTEEN EDIBLES TATA TEA | 1044A0053 | 8 KG | 465.03 | 3720.24 | 2021-02-23 | 8 | KG
WRLSS GATWY DVC;TRANSCEIVERPHOENIX | 5322A0018 | 18 NOS | 35000 | 630000 | 2021-04-18 | 18 | NOS
WRLESS DVCE SPR;I/O EXTENSION MODULE | 5453A0086 | 7 NOS | 25000 | 175000 | 2021-03-19 | 7 | NOS
WRLESS DVCE SPR;I/O EXTENSION MODULE | 5453A0087 | 7 NOS | 25000 | 175000 | 2021-03-19 | 7 | NOS
CONTROLLER;JOYSTICK CONTROLLER500VAC | 5495A0104 | 10 NOS | 25000 | 250000 | 2021-04-19 | 10 | NOS
LAMP;TUBE LIGHT36W2PIN230VAC | 5838A0420 | 30 NOS | 400 | 12000 | 2021-04-10 | 30 | NOS
HOOTER;ELECTRONICSINGLE400M24VDC | 5048A0006 | 2 NOS | 7285 | 14570 | 2021-03-26 | 2 | NOS
BRAK;13 INELECTROMAGNETIC SHUNT DC SI | 5507A0109 | 1 NOS | 98616.57 | 98616.57 | 2021-03-27 | 1 | NOS
ENCODER;TACHO GENERATORBAUMER | 5508A0082 | 2 NOS | 95500 | 191000 | 2021-05-04 | 2 | NOS
AC MOTR;5.5KW415VACSQUIRREL CAGE | 5900A0921 | 1 NOS | 24000 | 24000 | 2021-05-04 | 1 | NOS
EDIBLE;GLUCON D500 GMS PACKET | 5733A0001 | 25 PAK | 85.29 | 2132.25 | 2021-04-05 | 25 | PAK
WATER BOTTLE MILTON ANY STAINLESS STE | 5789A0336 | 24 NOS | 233.25 | 5598 | 2021-04-05 | 24 | NOS
SFTY JCKT;HT ELECTRIC ARC FLASH SUIT KIT | 5854A0080 | 2 NOS | 40000 | 80000 | 2021-04-11 | 2 | NOS
SUGAR | 1044A0020 | 10 KG | 42.29 | 422.9 | 2021-03-31 | 10 | KG
CANTEEN EDIBLES ( milk ) | 1044A0051 | 18 KG | 464.35 | 8358.3 | 2021-03-31 | 18 | KG
CANTEEN EDIBLES TATA TEA | 1044A0053 | 8 KG | 435.83 | 3486.64 | 2021-03-31 | 8 | KG
LT CBL;44MM2COPPER | 5717A0471 | 500 M | 250 | 125000 | 2021-04-30 | 500 | M
LT CBL;42.5MM2COPPER | 5717A0476 | 500 M | 200 | 100000 | 2021-04-30 | 500 | M
LT CBL;161.5MM2COPPER | 5717A0482 | 800 M | 400 | 320000 | 2021-04-30 | 800 | M
LT CBL;1 PVC-ST2-FRLSH COPPER 35 | 5717A0885 | 160 M | 350 | 56000 | 2021-04-30 | 160 | M
LT CBL;41.5MM2COPPERHR PVC | 5717A0412 | 300 NOS | 200 | 60000 | 2021-04-30 | 300 | NOS
FIELD SNSR;PHOTO SENSORIFM10-36VDC | 5700A0633 | 7 NOS | 7200 | 50400 | 2021-04-16 | 7 | NOS
RTD;SIMPLEX PT100 3WIRE +/-0.05 % | 5649A0204 | 4 NOS | 800 | 3200 | 2021-04-18 | 4 | NOS
BOLT ;HEX HEAD5MM25MM80SS304 | 5544A2789 | 200 NOS | 10 | 2000 | 2021-04-18 | 200 | NOS
BOLT ;HEX HEAD3MM25MM80SS304 | 5544A2790 | 200 NOS | 6 | 1200 | 2021-04-18 | 200 | NOS
BOLT ;HEX HEAD4MM50MM80 | 5544A2840 | 200 NOS | 7 | 1400 | 2021-04-18 | 200 | NOS
BOLT ;HEX HEAD4MM15MM70SS304 | 5544A2881 | 500 NOS | 8 | 4000 | 2021-04-18 | 500 | NOS
LMT SWTCH;LEVER LIMIT SWITCHCONTINUOUS | 5613A0271 | 10 NOS | 4000 | 40000 | 2021-05-03 | 10 | NOS
LAMP;TUBE LIGHT36W2PIN230VAC | 5838A0420 | 25 NOS | 3001 | 75025 | 2021-05-03 | 25 | NOS
LFT SPR;PCB ASY_MPUS_SMD VER_TIC-II | 5669A0009 | 1 NOS | 38238 | 38238 | 2021-04-21 | 1 | NOS
LFT SPR;CABIN FAN 300MM SWEEP | 5669A0042 | 2 NOS | 7638 | 15276 | 2021-04-21 | 2 | NOS
CNTRLR;JOYSTICK CONTROLLER 220 VACDIGI | 5495A0199 | 9 NOS | 4500 | 40500 | 2021-04-30 | 9 | NOS
KOOL TWISTER 5 LTRS MILTON | 2398A0116 | 2 NOS | 520 | 1040 | 2021-04-14 | 2 | NOS
ORS POWDER SACHETS OF 21 GMS. NOS | 5733A0083 | 200 PAK | 3.95 | 790 | 2021-05-09 | 200 | PAK
SUGAR | 1044A0020 | 10 KG | 42.29 | 422.9 | 2021-04-17 | 10 | KG
CANTEEN EDIBLES ( milk ) | 1044A0051 | 18 KG | 464.35 | 8358.3 | 2021-04-17 | 18 | KG
CANTEEN EDIBLES TATA TEA | 1044A0053 | 8 KG | 435.83 | 3486.64 | 2021-04-17 | 8 | KG
END MODULE WAGO 750-600 | 5620A2631 | 3 NOS | 1604 | 4812 | 2021-05-10 | 3 | NOS
ECO PRIMARY SMPS5A24 VDC WAGO 787-72 | 5620A2632 | 2 NOS | 4840 | 9680 | 2021-05-10 | 2 | NOS
SOFTWARE FOR OPC UA WAGO 2759-0101/111 | 5620A2715 | 1 NOS | 180923 | 180923 | 2021-05-10 | 1 | NOS
PFC200 CONTROLLER WAGO 750-8202/025-00 | 5620A3110 | 2 NOS | 18092 | 36184 | 2021-05-10 | 2 | NOS
RS-485 SERIAL INTERFACE WAGO 750-653/0 | 5620A3134 | 2 NOS | 23006 | 46012 | 2021-05-10 | 2 | NOS
16-CHANNEL DIGITAL OUTPUT WAGO 750-150 | 5620A3335 | 2 NOS | 11674 | 23348 | 2021-05-10 | 2 | NOS
SPARE WHEEL DELACHAUX 8479 CRD SPA | 5531A0816 | 50 NOS | 2100 | 105000 | 2021-04-30 | 50 | NOS
VISOR;205 X 390 MM1 MMCLEAR POLYCARB | 5370A0015 | 20 NOS | 600 | 12000 | 2021-05-10 | 20 | NOS
VISOR;205 X 390 MM1 MMCLEAR POLYCARB | 5370A0016 | 45 NOS | 45 | 2025 | 2021-05-13 | 45 | NOS
ALCOHOL RUBIN STERILE HAND DIS 500 MLN | 5751A0049 | 100 NOS | 90 | 9000 | 2021-05-10 | 100 | NOS
DRIVE SPRPROFIBUS DP MODULEABBRPBA-01P | 5542A0213 | 2 NOS | 35000 | 70000 | 2021-05-20 | 2 | NOS
EDIBLE;GLUCON D500 GMS PACKET | 5733A0001 | 50 PAK | 100 | 5000 | 2021-05-20 | 50 | PAK
PAINTSPECIAL;Z109 NEUGENIC | 5976A0012 | 95 L | 1050 | 99750 | 2021-05-22 | 95 | L
CRMP WRNCH;LT CABLE LUG CRIPMPING 16 -3 | 5152A0021 | 1 NOS | 5000 | 5000 | 2021-05-27 | 1 | NOS
SPL INST;ULTRASONIC LEVEL CONTROLLER 1 | 6049A0079 | 3 NOS | 19440 | 58320 | 2021-05-22 | 3 | NOS
INSLTG MTR;HT TAPE PVC FLAME RESISTANT | 5859A0464 | 50 RLL | 281 | 14050 | 2021-05-22 | 50 | RLL
ELECTRONIC INSTTESTNG & MSRNGHAND HELD | 5189A0036 | 2 NOS | 25000 | 50000 | 2021-05-22 | 2 | NOS
STRETCH WRAPPING FILM PLASTIC 150 MM X | 6053A0565 | 45 KG | 310 | 13950 | 2021-05-22 | 45 | KG
VISOR;250 MM X 175 MM (W X H) MMNA S | 5370A0018 | 50 NOS | 450 | 22500 | 2021-06-03 | 50 | NOS
CANTEEN EDIBLES ( milk ) | 1044A0051 | 18 KG | 464.35 | 8358.3 | 2021-05-17 | 18 | KG
CANTEEN EDIBLES TATA TEA | 1044A0053 | 8 KG | 435.83 | 3486.64 | 2021-05-17 | 8 | KG
PLC SPR;BUS CONNECTORSIEMENS | 5620A1108 | 2 NOS | 10000 | 20000 | 2021-06-30 | 2 | NOS
PLC SPR;PLC SSI MODULESIEMENS | 5620A1162 | 2 NOS | 50000 | 100000 | 2021-06-30 | 2 | NOS
PLC SPR;CONNECTORSIEMENS | 5620A1341 | 1 NOS | 5000 | 5000 | 2021-06-30 | 1 | NOS
PLC SPR;DIGITAL INPUT MODULESIEMENS | 5620A1209 | 2 NOS | 15000 | 30000 | 2021-07-18 | 2 | NOS
STRTR MOTR;30.1KW415V | 5920A0071 | 8 NOS | 4000 | 32000 | 2021-06-18 | 8 | NOS
PHOTOELECTRIC SENSOR BALLUFF COIL CAR | 5956A3778 | 2 NOS | 13144 | 26288 | 2021-06-18 | 2 | NOS
ELTRNC CARDPLCFRONT CONNECTORSIEMENS | 5540A0152 | 5 NOS | 4500 | 22500 | 2021-06-18 | 5 | NOS
PROXIMITYINDUCTIVE SWITCH15MM10-36VI | 5885A0043 | 18 NOS | 3616.2 | 65091.6 | 2021-07-20 | 18 | NOS
FIELD SNSRINDUCTIVEIFM10-30VDC250MA | 5700A0021 | 5 NOS | 13000 | 65000 | 2021-07-23 | 5 | NOS
LMT SW;MICRO SWITCH CONTINUOUS CONTA | 5613A0425 | 10 NOS | 900 | 9000 | 2021-06-28 | 10 | NOS
LOAD CELL SPR | 5512A0069 | 2 NOS | 70000 | 140000 | 2021-07-28 | 2 | NOS
NW SPARES;CAT-6 UTP PATCH CORD LSZH - 2 | 6186A0326 | 1 NOS | 131 | 131 | 2021-07-03 | 1 | NOS
NW SPARES;CAT6 UTP TOOL-FREE I/O WITH FA | 6186A0337 | 1 NOS | 238 | 238 | 2021-07-03 | 1 | NOS
NW SPARES;CAT6 RJ45 JACK MALE UNSHIELDED | 6186A0339 | 1 NOS | 6 | 6 | 2021-07-03 | 1 | NOS
NW SPARES;CAT-6 UTP LSZH CABLE 305 METER | 6186A0341 | .23 NOS | 6006 | 1381.38 | 2021-07-03 | 0.23 | NOS
ENCODER;ABSOLUTE ROTARY ENCODER | 5508A0083 | 2 NOS | 80000 | 160000 | 2021-07-30 | 2 | NOS
CBL SCKTRING16MM2COPPERCRIMPINGUP T | 5794A0247 | 150 NOS | 13.5 | 2025 | 2021-07-22 | 150 | NOS
POWER SUPPLY;240VAC12VDC2A | 5262A0220 | 20 NOS | 216 | 4320 | 2021-07-24 | 20 | NOS
LASER DISTANCE METER FERROTRON EOT CRA | 5956A3813 | 1 NOS | 798500 | 798500 | 2021-07-25 | 1 | NOS
SPL INST;TEMP. PROGRAM CONTROLLER I/P - | 6049A0105 | 3 NOS | 33000 | 99000 | 2021-07-25 | 3 | NOS
COOLING FAN EBMPAPAST ACS800-704-0640- | 5542A2178 | 2 NOS | 50000 | 100000 | 2021-07-29 | 2 | NOS
WRLESS DVCE SPR;USB DATA CABLE2903447 | 5453A0045 | 2 NOS | 10000 | 20000 | 2021-08-05 | 2 | NOS
CONFIGURATION MEMORY PHOENIX 2902814 | 5453A0228 | 9 NOS | 6000 | 54000 | 2021-08-05 | 9 | NOS
SUGAR | 1044A0020 | 7 KG | 42.29 | 296.03 | 2021-07-06 | 7 | KG
CANTEEN EDIBLES ( milk ) | 1044A0051 | 18 KG | 464.35 | 8358.3 | 2021-07-06 | 18 | KG
CANTEEN EDIBLES TATA TEA | 1044A0053 | 3 KG | 435.83 | 1307.49 | 2021-07-06 | 3 | KG
SPL LGHT;LED TRAFFIC GREEN NO NO 220 | 5684A0172 | 8 NOS | 5000 | 40000 | 2021-08-05 | 8 | NOS
OPTO AMPLIFIER RAJDEEP INDUSTRIAL AN | 5956A3990 | 8 NOS | 10000 | 80000 | 2021-08-05 | 8 | NOS
POWER PACK WITHOUT DELAY RAJDEEP INDUS | 5956A3991 | 8 NOS | 5000 | 40000 | 2021-08-05 | 8 | NOS
FUSE;SEMICONDUCTOR100A690V200KAYES | 5748A0575 | 20 NOS | 800 | 16000 | 2021-08-13 | 20 | NOS
FUSE;SEMICONDUCTOR63A690V200KAYES | 5748A0580 | 20 NOS | 500 | 10000 | 2021-08-13 | 20 | NOS
FUSE;SEMICONDUCTOR315A690V200KAAC | 5748A0595 | 15 NOS | 2500 | 37500 | 2021-08-13 | 15 | NOS
FUSE;SEMICONDUCTOR350A660V200KAYES | 5748A0782 | 12 NOS | 3000 | 36000 | 2021-08-13 | 12 | NOS
WIRELESS GTWY;INDUSTRIAL COMM. GATEWAY | 5322A0077 | 5 NOS | 40000 | 200000 | 2021-08-14 | 5 | NOS
SCADA SOFTWARE ADVANTECH WA-PRO-MA75 | 5620A3975 | 1 NOS | 40000 | 40000 | 2021-08-14 | 1 | NOS
MESRG ISNT;ELECTRONICS MOTOR CHECKER E | 5668A0201 | 1 NOS | 13000 | 13000 | 2021-08-14 | 1 | NOS
CBL SCKT;TUBE1MM2COPPERCRIMPING | 5794A0354 | 800 NOS | 4 | 3200 | 2021-08-15 | 800 | NOS
CBL SCKT;TUBE1.5MM2COPPERCRIMPING | 5794A0355 | 800 NOS | 4 | 3200 | 2021-08-15 | 800 | NOS
CBL SCKT;TUBE2.5MM2COPPERCRIMPING | 5794A0356 | 800 NOS | 5 | 4000 | 2021-08-15 | 800 | NOS
CBL SCKT;TUBE4MM2COPPERCRIMPING | 5794A0357 | 800 NOS | 6 | 4800 | 2021-08-15 | 800 | NOS
CBL SCKT;TUBE6MM2COPPERCRIMPING | 5794A0358 | 800 NOS | 6 | 4800 | 2021-08-15 | 800 | NOS
LT CBL;31.5MM2COPPERPVC | 5717A0324 | 450 M | 44 | 19800 | 2021-08-15 | 450 | M
CONFIGURATION MEMORY PHOENIX 2902814 | 5453A0228 | 9 NOS | 6000 | 54000 | 2021-08-28 | 9 | NOS
CHN CNVYR;DRAG CHAINKABELSCHLEPP | 5273A0096 | 1 SET | 225548.75 | 225548.75 | 2021-10-01 | 1 | SET
PLC SPR;TERMINAL MODULEABBTU830V1 | 5620A1038 | 45 NOS | 10971 | 493695 | 2021-10-09 | 45 | NOS
SPL INST;TEMPERATURE STICKER TEMPERATUR | 6049A0066 | 2300 NOS | 43 | 98900 | 2021-08-31 | 2300 | NOS
SWTCH SLCTR;16A3 SPRING RETURN415VNO | 5641A0104 | 40 NOS | 1200 | 48000 | 2021-09-11 | 40 | NOS
FIELD SNSR;PHOTO SWITCHALLEN BRADELLY | 5700A0631 | 8 NOS | 6400 | 51200 | 2021-09-11 | 8 | NOS
POWER COLLECTOR ENGINEERING SPARES OF I | 5531A0863 | 90 NOS | 2145 | 193050 | 2021-09-11 | 90 | NOS
ENCODER;INCREMENTAL ROTARY ENCODERBEI | 5508A0087 | 1 NOS | 85000 | 85000 | 2021-10-12 | 1 | NOS
SPL INST;TEMPERATURE STICKER TEMPERATUR | 6049A0066 | 1000 NOS | 42 | 42000 | 2021-08-31 | 1000 | NOS
POWER DISTRIBUTION ACCESSORIES | 6028A0005 | 20 NOS | 4999 | 99980 | 2021-10-03 | 20 | NOS
LT CBL;8 NOT APPLICABLE COPPER 4 | 5717A0973 | 200 M | 619.04 | 123808 | 2021-09-18 | 200 | M
THRMPCL;CROMEL + ALUMINA SS 316 0.35 | 5671A0293 | 55 NOS | 2750 | 151250 | 2021-09-18 | 55 | NOS
THRMPCL;CHROMEL ALUMEL SS 316 0.5 M | 5671A0313 | 31 NOS | 3200 | 99200 | 2021-09-18 | 31 | NOS
WATER BOTTLE MILTON ANY STAINLESS STE | 5789A0336 | 20 NOS | 233.25 | 4665 | 2021-09-18 | 20 | NOS
COMTR SPR;STEREO SPEAKER SETLOGITECH | 5309A0452 | 4 SET | 760 | 3040 | 2021-09-19 | 4 | SET
SFTY FLAG | 5916A0002 | 6 NOS | 2000 | 12000 | 2021-09-19 | 6 | NOS
LT CBL;161.5MM2COPPER | 5717A0482 | 950 M | 525 | 498750 | 2021-10-19 | 950 | M
SUGAR | 1044A0020 | 5 KG | 42.29 | 211.45 | 2021-08-21 | 5 | KG
CANTEEN EDIBLES ( milk ) | 1044A0051 | 17 KG | 464.35 | 7893.95 | 2021-08-21 | 17 | KG
CANTEEN EDIBLES TATA TEA | 1044A0053 | 4 KG | 435.83 | 1743.32 | 2021-08-21 | 4 | KG
ELECT BOX;JUNCTION BOXUP TO 1.1KVWALL | 5761A0151 | 30 NOS | 500 | 15000 | 2021-09-19 | 30 | NOS
EXTN BRD;CABLE REEL25M3C X 2.5MM2 | 5718A0004 | 10 NOS | 8003.96 | 80039.6 | 2021-09-24 | 10 | NOS
DSL INSULATOR ENGINEERING SPARES OF IND | 5531A0563 | 250 NOS | 280 | 70000 | 2021-09-25 | 250 | NOS
CBL SCKTRING35MM2COPPERCRIMPING6.6K | 5794A0049 | 200 NOS | 25 | 5000 | 2021-09-25 | 200 | NOS
BOLT ;SLOTTED HEX HEAD5MM40MM8.8 | 5544A2689 | 200 NOS | 25 | 5000 | 2021-09-25 | 200 | NOS
BOLT ;SLOTTED HEX HEAD4MM40MM8.8 | 5544A2690 | 200 NOS | 25 | 5000 | 2021-09-25 | 200 | NOS
CBL SCKTRING16MM2COPPERCRIMPINGUP T | 5794A0247 | 200 NOS | 10 | 2000 | 2021-09-25 | 200 | NOS
PROXMTY;INDUCTIVE 8 MM10-30 VIP65 | 5885A0437 | 10 NOS | 9500 | 95000 | 2021-09-25 | 10 | NOS
EL ISLTR;MANUALLY 500 V2 NOS32 A230 | 5505A0078 | 4 NOS | 1100 | 4400 | 2021-09-25 | 4 | NOS
BRKE ACC;BRAKE COILBCHBCHPD-3026-15 | 5521A0207 | 1 NOS | 30000 | 30000 | 2021-09-25 | 1 | NOS
FIELD SNSR;MAGNETIC RING FOR LDT | 5700A0563 | 8 NOS | 5000 | 40000 | 2021-10-25 | 8 | NOS
TERMINAL BLOCK PHOENIX CONTACT PLC PAN | 5872A2265 | 250 NOS | 10 | 2500 | 2021-09-25 | 250 | NOS
FIELD SNSRINDUCTIVEIFM10-30VDC250MA | 5700A0021 | 6 NOS | 11550 | 69300 | 2021-10-26 | 6 | NOS
BATTERY;SMFUPS12V26AMHBOLT- ON50oC | 5537A0183 | 64 NOS | 1630 | 104320 | 2021-10-06 | 64 | NOS
SUGAR | 1044A0020 | 5 KG | 42.29 | 211.45 | 2021-09-09 | 5 | KG
CANTEEN EDIBLES ( milk ) | 1044A0051 | 17 KG | 464.35 | 7893.95 | 2021-09-09 | 17 | KG
CANTEEN EDIBLES TATA TEA | 1044A0053 | 4 KG | 435.83 | 1743.32 | 2021-09-09 | 4 | KG
MESRG ISNT;ELECTRONICS MOTOR CHECKER E | 5668A0201 | 3 NOS | 13000 | 39000 | 2021-10-08 | 3 | NOS
MESRG ISNT;PAPER TYPE TEMPERATURE STICK | 5668A0329 | 500 NOS | 80 | 40000 | 2021-10-09 | 500 | NOS
SWTCH SLCTR;10A4POLE4WAY415VNO50oC | 5641A0111 | 15 NOS | 350 | 5250 | 2021-10-09 | 15 | NOS
FIELD SNSR;PHOTO SENSORIFM10-36VDC | 5700A0633 | 10 NOS | 7000 | 70000 | 2021-10-09 | 10 | NOS
FUSE;HRC AC 500 V50 A125 KAYES NO | 5748A0883 | 12 NOS | 250 | 3000 | 2021-10-09 | 12 | NOS
DIODESWITCHING1000V3ADO-201ADUF5408 | 5576A0009 | 100 NOS | 150 | 15000 | 2021-10-11 | 100 | NOS

## Expenditure Pivot table
[5 empty] | Fiscal Year(2018-2019) |  |  |  |  | Fiscal Year(2019-2020) |  |  | Fiscal Year(2020-2021)
Item Description | Total Value(INR) | Sum of Total value (INR) | Count of Required On Date | Sum of qty(n) | s.no | Item Description | Total Value(INR) | Total value (%) | s.no | Item Description | Total Value(INR) | Total value (%) | s.no | Item Description | Total Value(INR) | Total value (%)
SPL INST;TEMPERATURE STICKER TEMPERATUR | 486900 | 0.7177% | 7 | 11300 | 1 | DRIVE MODL;60 KVAABB ACS880 415 VACS88 | 4800000 | 18.31% | 1 | ELTRNC CARD;INVERTER | 3200000 | 28.01% | 1 | FIFE STRIP CENTER GUIDING EQPT MAXCESS | 1400000 | 6.788%
LT CBL;31.5MM2COPPERPVC | 65391 | 0.09638% | 4 | 1850 | 2 | DRIVE MODL;45 KWABB ACS880 415 VACS880 | 4480000 | 17.09% | 2 | P.B SR71release for 3P ACB with CT | 971390 | 8.504% | 2 | POWR SPLY;110VAC130KV3MA | 1369200 | 6.639%
LT CBL;161.5MM2COPPER | 818750 | 1.207% | 2 | 1750 | 3 | DRIVE MODL;32AABBACS880415V | 1560000 | 5.951% | 3 | POWR SPLY;220VAC100KV200MA | 908980 | 7.958% | 3 | RELAY;NUMERICALMOTOR PROTECTION+/-2% | 925000 | 4.485%
TERMINAL BLOCK PHOENIX CONTACT PLC PAN | 17500 | 0.02579% | 3 | 1750 | 4 | LV VFD;32 ACROSS TRAVEL THREE 415 V | 1540000 | 5.875% | 4 | LUMR;WELL GLASS29WAC140 - 270VNO | 465000 | 4.071% | 4 | LV VFD;165KVAHOISTTHREE415V6 | 800000 | 3.879%
Art Paper4ColorDigitaldblemorethan50 | 11732.5 | 0.01729% | 1 | 950 | 5 | TABLET;WINMATE M133W TABLET PC WLAN/BL | 1325000 | 5.055% | 5 | CONTROLLER;JOYSTICK CONTROLLER500VAC | 360000 | 3.152% | 5 | LAMP;INFRA RED3800WNORMAL415VAC | 775750 | 3.761%
UNIVERSAL RAIL MOUNTING TERMINAL 2.5SQMM | 9576 | 0.01411% | 2 | 900 | 6 | SFU;600 A4 1000 VACAC3 4 4 YES YE | 1100000 | 4.196% | 6 | SPARE WHEEL DELACHAUX 8479 CRD SPA | 300000 | 2.626% | 6 | BARCOD REDR;BARCODE SCANNER SYMBOL QR | 760000 | 3.685%
Art PaperDigitalsinglesideupto 50 nos | 1818 | 0.00268% | 1 | 900 | 7 | LOAD CELL SPR | 740000 | 2.823% | 7 | BATTERYSMFUPS12V65AMHBOLT-ON50-CN | 288000 | 2.521% | 7 | ENCODER;INCREMENTAL ROTARY ENCODER | 618759.4 | 3%
CBL SCKT;TUBE1MM2COPPERCRIMPING | 3200 | 0.004717% | 1 | 800 | 8 | LUMR;FLOOD LIGHT150WAC140 - 270VNO | 711736 | 2.715% | 8 | TABLET;WINMATE M133W TABLET PC WLAN/BL | 265000 | 2.32% | 8 | CRBN BRSH;EG14SIGNODE | 616000 | 2.987%
CBL SCKT;TUBE1.5MM2COPPERCRIMPING | 3200 | 0.004717% | 1 | 800 | 9 | LT CBL;18 2.5 MM2COPPER SPECL POLY | 675680 | 2.578% | 9 | FIELD SNSR;TEMPOSONICMTS SENSORS24VDC | 200000 | 1.751% | 9 | CONTROL PANEL ABB 1SAP510100R0001 | 600000 | 2.909%
UNIVERSAL RAIL MOUNTING TERMINAL4 SQMM | 9576 | 0.01411% | 1 | 800 | 10 | POWR SPLY;220VAC100KV200MA | 674880 | 2.575% | 10 | CNTRLR;JOYSTICK CONTROLLER 220 VACDIGI | 184757.6 | 1.617% | 10 | AC MOTR;200 KW380 VSQUIRREL CAGE MILL | 600000 | 2.909%
CBL SCKT;TUBE6MM2COPPERCRIMPING | 4800 | 0.007075% | 1 | 800 | 11 | SPL TRF;WELDER WELDING TRANSFORMER MEC | 600000 | 2.289% | 11 | WRLSS GATWY DVC;TRANSCEIVERPHOENIX | 182100 | 1.594% | 11 | TABLET;WINMATE M133W TABLET PC WLAN/BL | 531735.74 | 2.578%
CBL SCKT;TUBE2.5MM2COPPERCRIMPING | 4000 | 0.005896% | 1 | 800 | 12 | BARCOD REDR;ASSEMBLY INTERMEC VEHICLE | 500000 | 1.907% | 12 | ENCODR;ABSOLUTE ROTARY ENCODER SICK DF | 150000 | 1.313% | 12 | VECOW CONTROLLER DANIELI ECS-8000 | 500000 | 2.424%
CBL SCKT;TUBE4MM2COPPERCRIMPING | 4800 | 0.007075% | 1 | 800 | 13 | WIRELESS FOR CAMERA EXTREME AP7562 | 450000 | 1.717% | 13 | LMT SWTCH;ROTARYHEAVYSWITCHING4A | 150000 | 1.313% | 13 | LOAD CELL SPR | 470000 | 2.279%
ArtPaper4ColorDigi.singlemorethan50 | 4322.5 | 0.006371% | 1 | 650 | 14 | ENCODER;TACHO GENERATORBAUMER HUBNER | 375000 | 1.431% | 14 | PLC SPR;ANALOG OUTPUT MODULEPHOENIX | 142218 | 1.245% | 14 | AC MOTR;IE1 132 KW415 +/- 10% VSQUIRREL | 450000 | 2.182%
TAG;CAUTION TAG-RED RED ONE SIDEWHITE | 3000 | 0.004422% | 1 | 600 | 15 | AIR CIRCUIT BREAKER 3200A(EDO)TYPE CN-3T | 340763.5 | 1.3% | 15 | PLC SPR;ANALOG INPUT MODULEPHOENIX | 142074 | 1.244% | 15 | EL T&M INST;PROFIBUS DIAGNOSTIC TOOL KIT | 420000 | 2.037%
UNIVERSAL RAIL MOUNTING TERMINAL10SQMM | 9078 | 0.01338% | 1 | 600 | 16 | ELTNC CARD;CPCELECTRONIC BOARDEMG | 320000 | 1.221% | 16 | SPL INST;TEMPERATURE STICKER TEMPERATUR | 128000 | 1.121% | 16 | FIELD SNSRLASERSICK10-30VDC4-20MAWL | 409160 | 1.984%
LT CBL;101.5MM2ANNEALED TINNED COPPER | 50000 | 0.0737% | 1 | 500 | 17 | SPL MOTR;SCRAP BALLER MOTOR SEW EURO D | 320000 | 1.221% | 17 | SPL MOTR;TONG OPEN CLOSE MOTORUIKER | 123973.2 | 1.085% | 17 | 800A SPECTRONIC RELEASE RMS7 GE AIR | 395000 | 1.915%
LUMR;WELL GLASS29WAC140 - 270VNO | 465000 | 0.6854% | 3 | 500 | 18 | PROPORTIONAL VALVE CONTROL PROPORTIONA | 310000 | 1.183% | 18 | ELTRNC CARD;INVERTER TRIPPING CONTROL | 120000 | 1.051% | 18 | VISUALS;STOP ALUMINIUM ALLOYS 63*27* | 391200 | 1.897%
TERMINAL BLOCK PHOENIX CONTACT ELECTRI | 10000 | 0.01474% | 1 | 500 | 19 | 3.3KV ELECT INSULATING MATWITH PASTING | 300000 | 1.144% | 19 | FLD SNSR;ULTRASONIC LEVEL PEPPERL+FUCH | 100452 | 0.8794% | 19 | FIELD SNSR;TEMPOSONICMTS SENSORS24VDC | 370000 | 1.794%
LT CBL;42.5MM2COPPER | 100000 | 0.1474% | 1 | 500 | 20 | ACB;3200A3AC690VFLUSH MOUNTING50HZ | 300000 | 1.144% | 20 | RELAY;ELECTRONICTRANSFORMER PROTECTION | 100000 | 0.8754% | 20 | FIELD SNSRDISTANCESICK10-30VDC4-20MA | 365000 | 1.77%
MESRG ISNT;PAPER TYPE TEMPERATURE STICK | 40000 | 0.05896% | 1 | 500 | 21 | IND LAMP;WHITE 230 VACEMERGENCY LIGHT | 280000 | 1.068% | 21 | LUMR;TUBE T813WAC140 - 270VNOYES | 93750 | 0.8207% | 21 | WRLESS DVCE SPR;I/O EXTENSION MODULE | 350000 | 1.697%
LT CBL;44MM2COPPER | 125000 | 0.1842% | 1 | 500 | 22 | L & T MAKE AIR CIRCUIT BREAKER | 246577.1 | 0.9407% | 22 | SPL INST;ULTRASONIC LEVEL CONTROLLER 1 | 92500 | 0.8098% | 22 | ENCODER;TACHO GENERATORBAUMER HUBNER | 320000 | 1.552%
FLXBL CNDUIT1-1/2PVCFLEXIBLENO ACCE | 42500 | 0.06264% | 1 | 500 | 23 | COMN MODM;RS 232 TO RS 422/485 CONVERTER | 230000 | 0.8774% | 23 | ELTNC CARD;PLCPOWER SUPPLY CARD | 90000 | 0.7879% | 23 | CRBN BRSH;EG14DELACHAUX | 314100 | 1.523%
LT CBL;4X2X0.750.75MM2COPPERHR PVC | 83000 | 0.1223% | 1 | 500 | 24 | FIELD SNSR;PHOTO SENSORBALLUFF24VDC | 219300 | 0.8366% | 24 | ELTNC CARD;MEASUREMENTECU 01.2 DISPLAY | 87835 | 0.7689% | 24 | FIELD SNSR;POSITION TRANSDUCERBALLUFF | 255000 | 1.236%
BOLT ;HEX HEAD4MM15MM70SS304 | 4000 | 0.005896% | 1 | 500 | 25 | PROXIMITY;INDUCTIVE SENSOR14MM10-30V | 200000 | 0.763% | 25 | SPL INST;HUMIDITY CUM TEMP CONTROLLER H | 84000 | 0.7354% | 25 | DISPLAY;8 IN90-230 VACDIGITAL 60 WET | 240000 | 1.164%
LUMR;TUBE T813WAC140 - 270VNOYES | 93750 | 0.1382% | 2 | 500 | 26 | FIELD SNSR | 195000 | 0.7439% | 26 | LT CBL;4X2X0.750.75MM2COPPERHR PVC | 83000 | 0.7266% | 26 | PROXIMITY;INDUCTIVE SENSOR14MM10-30V | 240000 | 1.164%
LAB ACCS;ANTI-STATIC BAG-ELECTRONIC LAB | 27362 | 0.04033% | 4 | 500 | 27 | SPL INST;TEMP. PROGRAM CONTROLLER I/P - | 189000 | 0.721% | 27 | PROXIMITY;INDUCTIVE SENSOR15MM20-250V | 80000 | 0.7004% | 27 | PUSH BTN;ILLUMINATED PUSH BUTTON RED A | 225000 | 1.091%
UNIVERSAL RAIL MOUNTING TERMINAL6 SQMM | 6365 | 0.009382% | 1 | 500 | 28 | FIELD SNSR;PHOTO SENSORTELCO24VDC | 180000 | 0.6867% | 28 | ELTNC CARD;EPC SPAREDISPLAY CARDEMG | 79850 | 0.699% | 28 | PWR DSTBN PNL;POWER COLLECTOR ENGINEER | 223750 | 1.085%
INSULATING MATLTAPEADHESIVE (PVC)19MM | 3289.5 | 0.004849% | 1 | 450 | 29 | HYDRAULIC AMPLIFIER CARD REXROTH VT-V | 160000 | 0.6104% | 29 | PLC SPR;COMMUNICATION MODULEABBCI801 | 76720 | 0.6716% | 29 | PLC PANEL TENSIOMETER PANEL UPGRADE | 218230.05 | 1.058%
3M White Sticker Board | 154600 | 0.2279% | 3 | 450 | 30 | SPL MOTR;CONICAL ROTOR BRAKE MOTOR DEMA | 151236 | 0.5769% | 30 | BRKE ACC;BRAKE SHOE WITH LINERBCHBCH | 76560 | 0.6702% | 30 | SWTCH SLCTR;10A3 SPRING RETURN110VNO | 210238.64 | 1.019%
BOLT ;SLOTTED HEX HEAD5MM40MM8.8 | 9000 | 0.01327% | 2 | 400 | 31 | WELDER FLEXIB COPP LINK MECHELONIC ENG | 148000 | 0.5646% | 31 | WRLESS DVCE SPR;PANELPA25696 | 75222 | 0.6585% | 31 | NW SPARES;HHT CRADLE ADAPTER HP-A0502R3 | 210000 | 1.018%
LT CBL;18 2.5 MM2COPPER SPECL POLY | 675680 | 0.9959% | 2 | 400 | 32 | EL T&M INST | 137000 | 0.5226% | 32 | PLC SPR;FRONT CONNECTORSIEMENS | 75000 | 0.6566% | 32 | SPL MOTR;SHUTTLE MOTOR | 200000 | 0.9698%
N/W PASSIVE DEVICE FO CABLE | 16244 | 0.02394% | 1 | 400 | 33 | PROXIMITY;INDUCTIVE SENSOR15MM10-30V | 120000 | 0.4578% | 33 | E-SATHERM PLATE SKPL SU/SP0010/010 | 75000 | 0.6566% | 33 | PWR DSTBN PNL;HV SHROUD FARA HVA2400 | 196000 | 0.9504%
CBL SCKTRING35MM2COPPERCRIMPING6.6K | 11000 | 0.01621% | 2 | 400 | 34 | CNTCR;32 A2 230 VDCPOWER 750 VDCDC | 120000 | 0.4578% | 34 | PROXMTY;INDUCTIVE 20 MM10-36 VIP67 | 70000 | 0.6128% | 34 | MCCB;32A3415V50KAAC50HZ1NO+1NC | 194025 | 0.9408%
3.3KV ELECT INSULATING MATWITH PASTING | 300000 | 0.4422% | 1 | 400 | 35 | FIELD SNSR;PHOTO SENSOROMRON24VNO/NC | 120000 | 0.4578% | 35 | ECL - OMRON RELAY | 56700 | 0.4964% | 35 | NW SPARES;HHT CRADLE CHARGER CRD9000-10 | 180000 | 0.8728%
BOLT ;SLOTTED HEX HEAD4MM40MM8.8 | 8800 | 0.01297% | 2 | 390 | 36 | 3M White Sticker Board | 119700 | 0.4566% | 36 | PROXIMITY;INDUCTIVE SENSOR10MM20-250V | 50000 | 0.4377% | 36 | PHOTOELECTRIC SENSOR BALLUFF COIL CAR | 180000 | 0.8728%
CBL SCKTRING16MM2COPPERCRIMPINGUP T | 4025 | 0.005933% | 2 | 350 | 37 | IND LAMP;RED 230 VACINDICATION LAMP | 117860.8 | 0.4496% | 37 | LT CBL;101.5MM2ANNEALED TINNED COPPER | 50000 | 0.4377% | 37 | LMT SWTCH;ROTARYHEAVYSWITCHING4A | 180000 | 0.8728%
FLXBL CNDUIT2PVCFLEXIBLENO ACCESSOR | 30000 | 0.04422% | 1 | 300 | 38 | BRAKE ASSEMBLY INTORQ GMBH GERMANY DA | 100000 | 0.3815% | 38 | TRUE-RMS METER FOR PRECISE MEASUREMENT | 49680 | 0.4349% | 38 | SPL INST;TEMPERATURE STICKER TEMPERATUR | 168000 | 0.8146%
SPL CBL;4 PAIR TWISTED SCREENED CABLE | 33900 | 0.04997% | 1 | 300 | 39 | FIELD SNSR;PHOTO SENSORTELCO24V | 100000 | 0.3815% | 39 | TRUE RMS DMM INDUSTRIAL WITH BACKLIGHT & | 49680 | 0.4349% | 39 | ELECT CNNTR;FEMALEPROXIMITY CONNECTOR | 161685.95 | 0.784%
ORS POWDER SACHETS OF 21 GMS. NOS | 1185 | 0.001747% | 2 | 300 | 40 | SPM - CABLE FOR COIL CAR ENCODER | 76980 | 0.2937% | 40 | ELCT T&M INST;HAND HELD VIBROMETER908 | 48048 | 0.4206% | 40 | NW SPARES;HHT BATTERY 82-111734-01 | 160000 | 0.7758%
LT CBL;41.5MM2COPPERHR PVC | 60000 | 0.08844% | 1 | 300 | 41 | FUSE;CARTRIDGE AC 690 V1250 A200 KA | 72000 | 0.2747% | 41 | PROXMTY;INDUCTIVE 15 MM12-48 VIP67 . | 48000 | 0.4202% | 41 | WALKIE TALKIE;HANDHELD TWO WAY1612HR | 150000 | 0.7273%
FLXBL CNDUIT1PVCFLEXIBLENO ACCESSOR | 27000 | 0.0398% | 1 | 300 | 42 | OPTL PHSNSR;SENSORLAZERRED10 TO 30 | 65000 | 0.248% | 42 | HOOTER;ELECTRONICSINGLE1KM220VSTEEL | 48000 | 0.4202% | 42 | LMT SW;ROLLER LEVER HEAVY DUTY NOSCO | 150000 | 0.7273%
ECL - OMRON RELAY | 56700 | 0.08357% | 2 | 270 | 43 | SPL MACHINE TOOL;FERRULE MACHINE | 53000 | 0.2022% | 43 | POWER SUPPLY240VAC24VDC2A2938730PHO | 48000 | 0.4202% | 43 | BRAKE;150MMELECTROMAGNETICDRUM | 142464 | 0.6908%
ELECT CNNTR;FEMALEPROXIMITY CONNECTOR | 183285.95 | 0.2702% | 6 | 258 | 44 | PROGRAMMABLE HOOTER WITH FLASHER | 52578.9 | 0.2006% | 44 | LV HAND GLOVES;8 | 45500 | 0.3983% | 44 | FIELD SNSR;ULTRASONIC SWITCHES | 140000 | 0.6788%
GLND CBL;DOUBLE COMPRESSIONBRASS25MM | 25000 | 0.03685% | 1 | 250 | 45 | GLND CBL;DOUBLE COMPRESSIONBRASS35MM | 52500 | 0.2003% | 45 | FUSE;SEMICONDUCTOR550A690V200KAYES | 45000 | 0.3939% | 45 | CONTOL PANEL FOR SENSOR VIRTUAL O1D105 | 120840 | 0.5859%
DSL INSULATOR ENGINEERING SPARES OF IND | 70000 | 0.1032% | 1 | 250 | 46 | SPL INST;TEMPERATURE STICKER TEMPERATUR | 50000 | 0.1907% | 46 | ED USER COM SPR;2 TB PORTABLE HARD DISK | 43576 | 0.3815% | 46 | SPL MOTR;0.55KW 54RPM GEARED MOTOR | 120000 | 0.5819%
GLND CBL;DOUBLE COMPRESSIONBRASS28MM | 30000 | 0.04422% | 1 | 250 | 47 | 43419 | 50000 | 0.1907% | 47 | LASER EYE SENSOR BANNER EDGE BAFFLE | 40000 | 0.3502% | 47 | EL CNCTR;MALE AND FEMALE GENERAL PURPOS | 110000 | 0.5334%
GLND CBL;DOUBLE COMPRESSIONBRASS32MM | 42500 | 0.06264% | 1 | 250 | 48 | SLCTR SW;5 A1P 3POSITION 230 VNO 55 | 50000 | 0.1907% | 48 | OPTL PHTSNSR;THROUGH BEAM PHOTOELE. SENS | 40000 | 0.3502% | 48 | EXTN BRD;CABLE REEL25M3C X 2.5MM2 | 100000 | 0.4849%
GLND CBL;DOUBLE COMPRESSIONBRASS35MM | 52500 | 0.07738% | 1 | 250 | 49 | DRIVE ISOLATOR HANDLE | 49010 | 0.187% | 49 | ELTRNC CARD;POWER SUPPLY | 40000 | 0.3502% | 49 | SPL INST;MICRO PRISMATIC SHEET WHITE C | 100000 | 0.4849%
GLND CBL;DOUBLE COMPRESSIONBRASS12MM | 17500 | 0.02579% | 1 | 250 | 50 | INDICATOR;4-20MA7 SEGMENT DISPLAY | 48900 | 0.1865% | 50 | DRIVE MODL;7.5 KWSIEMENS SINAMICS G20 3 | 40000 | 0.3502% | 50 | OPTL PHTSNSR;RETRO-REFLECTIVE SENSOR L | 100000 | 0.4849%
GLND CBL;DOUBLE COMPRESSIONBRASS16MM | 16250 | 0.02395% | 1 | 250 | 51 | HOOTER;ELECTRONICSINGLE1KM220VSTEEL | 44816.8 | 0.171% | 51 | N/WPASSIVE DEVICE NETWORK RACK | 38954.98 | 0.341% | 51 | FIELD SNSRDIFFUSE REFLECTIONIFM ELECTR | 100000 | 0.4849%
IND LAMP;RED 230 VACINDICATION LAMP | 153860.8 | 0.2268% | 6 | 230 | 52 | GLND CBL;DOUBLE COMPRESSIONBRASS32MM | 42500 | 0.1621% | 52 | Spring Return Switch | 38438.4 | 0.3365% | 52 | RED & WHITE CONSPICUITY ROLL981-3263M | 100000 | 0.4849%
BOLT ;HEX HEAD3MM25MM80SS304 | 1200 | 0.001769% | 1 | 200 | 53 | FUSE;HRC AC 690 V1250 A200 KAY | 40000 | 0.1526% | 53 | LADDER FOLDABLE 8 FTFIBRE REINFORC | 38000 | 0.3327% | 53 | BRAK;13 INELECTROMAGNETIC SHUNT DC SI | 98616.57 | 0.4782%
CONT BLK;ELECTRICAL PANELTEKNICNO1 | 7600 | 0.0112% | 1 | 200 | 54 | FUSE;HRC SEMICONDUCTOR630A690V100KA | 40000 | 0.1526% | 54 | IND LAMP;RED 230 VACINDICATION LAMP | 36000 | 0.3152% | 54 | WIRELESS GTWY;ANTENNA PHOENIX RAD-ISM- | 93600 | 0.4538%
LT CBL;8 NOT APPLICABLE COPPER 4 | 123808 | 0.1825% | 1 | 200 | 55 | RELAYNO MODIFIERMOTOR PROTECTION IN VF | 40000 | 0.1526% | 55 | PUSH BTTN;EMERGENCY PUSH BUTTONRED | 35000 | 0.3064% | 55 | PLC SPR;TERMINAL MODULEABBTU830V1 | 85077.72 | 0.4125%
BOLT ;SLOTTED HEX HEAD6MM40MM8.8 | 4000 | 0.005896% | 1 | 200 | 56 | MOTOR PROTECTION RELAY | 37521 | 0.1431% | 56 | 3M White Sticker Board | 34900 | 0.3055% | 56 | SPL CBL;HIGH VOLTAGE CABLEPEA-BODY | 84760 | 0.411%
SW GR&CB SPRAUX CONTACTABBCONTACTORC | 24168 | 0.03562% | 2 | 200 | 57 | FUSE;CARTRIDGE AC 690 V25 A71 KAYES | 36000 | 0.1373% | 57 | LADDER FOLDABLE 6 FTFIBRE REINFORC | 34000 | 0.2976% | 57 | FLD SNSR;ULTRASONIC LEVEL PEPPERL+FUCH | 82400 | 0.3995%
EL CNCTR;MALE AND FEMALE GENERAL PURPOS | 110000 | 0.1621% | 1 | 200 | 58 | SPL INST;MICRO PRISMATIC SHEET WHITE C | 36000 | 0.1373% | 58 | SPL CBL;4 PAIR TWISTED SCREENED CABLE | 33900 | 0.2968% | 58 | FUSE;HRC AC 500 V100 A80 KANO NO S | 80000 | 0.3879%
BOLT ;HEX HEAD4MM50MM80 | 1400 | 0.002064% | 1 | 200 | 59 | FUSE;HRC AC 500 V50 A125 KAYES NO | 36000 | 0.1373% | 59 | CTRL TRF;0.15 KVATHREE DRY 415 V | 32000 | 0.2801% | 59 | NW SPARES;NETWORK CONTROLLER ETHIO 2.0 | 80000 | 0.3879%
HCKSAW BLD;150 MM,HIGH SPEED STEEL ,6. | 3100 | 0.004569% | 2 | 200 | 60 | RELAY;ELECTRONICTRANSFORMER PROTECTION | 32000 | 0.1221% | 60 | DOOR LOCK THYSSENKRUPP LIFT THYSSE | 31500 | 0.2758% | 60 | FIELD SNSR;PHOTO SWITCHALLEN BRADELEY | 80000 | 0.3879%
CANTEEN EDIBLES ( milk ) | 91486.32 | 0.1348% | 11 | 200 | 61 | SPL MOTR;EPC MOTOREMG AUTOMATION | 30000 | 0.1144% | 61 | MESRG ISNT;ELECTRONICS MOTOR CHECKER E | 30000 | 0.2626% | 61 | FUSE;HBC AC 660 V200 A80 KANO SPECI | 80000 | 0.3879%
CBL SKT;RING 16 MM2COPPER CRIMPING 1 | 3000 | 0.004422% | 1 | 200 | 62 | FIELD SNSR;POTENTIOMETER -PF7 | 30000 | 0.1144% | 62 | PROXIMITY;INDUCTIVE SENSOR20MM10-30V | 30000 | 0.2626% | 62 | BRKE ACC;BRAKE SHOE WITH LINERBCHBCH | 64000 | 0.3103%
BOLT ;HEX HEAD5MM25MM80SS304 | 2000 | 0.002948% | 1 | 200 | 63 | TAP;NO SPECIAL FEATURES RIGHT HAND M3- | 30000 | 0.1144% | 63 | WRLESS DVCE SPR;ANTENNA CABLE2702140 | 29340 | 0.2569% | 63 | PROXMTY;INDUCTIVE 40 MM10-30 VIP65 | 60000 | 0.2909%
SPM - CABLE FOR COIL CAR ENCODER | 76980 | 0.1135% | 1 | 200 | 64 | GLND CBL;DOUBLE COMPRESSIONBRASS28MM | 30000 | 0.1144% | 64 | O-RING;VITON 270 MM5 MM280 MM70 | 25000 | 0.2189% | 64 | SANITIZER REFILLPRODUCT CODE: 572004 | 58996 | 0.2861%
GLND CBL;DOUBLE COMPRESSIONBRASS19MM | 15000 | 0.02211% | 1 | 200 | 65 | CCTV VARIFOCAL LENS SAMSUNG SLA-550DV | 30000 | 0.1144% | 65 | SIMATIC S7-200 SMART CPU ST40 SIEMENS | 25000 | 0.2189% | 65 | CANTEEN EDIBLES ( milk ) | 50623.52 | 0.2455%
LAMP;INFRA RED3800WNORMAL415VAC | 775750 | 1.143% | 1 | 200 | 66 | FIELD SNSR;PHOTO SENSORIFM10 - 30VDC | 30000 | 0.1144% | 66 | SW GR&CB SPRAUX CONTACTABBCONTACTORC | 24168 | 0.2116% | 66 | EL BOX;JUNCTION BOX 415 VBASE OUTDOOR | 50000 | 0.2424%
INSLTG MTR;HT TAPE PVC FLAME RESISTANT | 47770 | 0.07041% | 2 | 170 | 67 | COMTR SPR;BLACK COLOUR CATRIDGEHP | 25296 | 0.0965% | 67 | HND OPTD TRLY;200 KGMANUAL BALL BEARIN | 23743.92 | 0.2079% | 67 | FIELD SNSR;PRESSURE SWITCHHYDAC24VDC | 48000 | 0.2327%
SPARE WHEEL DELACHAUX 8479 CRD SPA | 438072 | 0.6457% | 4 | 160 | 68 | PROPORTIONAL VALVE CONTROL CARD HOLDER | 25000 | 0.09537% | 68 | PUSH BTTN;ILLUMINATEDGREENSCHNEIDER | 23475 | 0.2055% | 68 | MESRG ISNT;ELECTRONICS MOTOR CHECKER E | 45000 | 0.2182%
LT CBL;1 PVC-ST2-FRLSH COPPER 35 | 56000 | 0.08254% | 1 | 160 | 69 | GLND CBL;DOUBLE COMPRESSIONBRASS25MM | 25000 | 0.09537% | 69 | PUSH BTTN;ILLUMINATEDREDSCHNEIDER | 23475 | 0.2055% | 69 | LMT SWTCH;LEVER LIMIT SWITCHCONTINUOUS | 45000 | 0.2182%
FUSE;HBC AC 660 V200 A80 KANO SPECI | 80000 | 0.1179% | 1 | 160 | 70 | HOTR;ELECTRONIC SINGLE 100 DB AT 1 M | 24168 | 0.0922% | 70 | AC MOTR;2.2KW415 V AC +10/-15% | 23000 | 0.2014% | 70 | FLXBL CNDUIT1-1/2PVCFLEXIBLENO ACCE | 42500 | 0.2061%
FUSE;HRC AC 500 V100 A80 KANO NO S | 80000 | 0.1179% | 1 | 160 | 71 | HND OPTD TRLY;200 KGMANUAL BALL BEARIN | 24168 | 0.0922% | 71 | LT CBL;31.5MM2COPPERPVC | 22960 | 0.201% | 71 | SANITIZER DISPENSERCODE: 272012PURELL | 40535 | 0.1965%
RELAY;ELECTROMECHANICALGENERAL PURPOSE | 22500 | 0.03316% | 1 | 150 | 72 | LT CBL;31.5MM2COPPERPVC | 22631 | 0.08633% | 72 | ELECT CNNTR;FEMALEPROXIMITY CONNECTOR | 21600 | 0.1891% | 72 | PROXMTY;INDUCTIVE 20 MM10-36 VIP67 | 40000 | 0.194%
LUMR;FLOOD LIGHT150WAC140 - 270VNO | 711736 | 1.049% | 2 | 140 | 73 | RELAY;ELECTROMECHANICALGENERAL PURPOSE | 22500 | 0.08583% | 73 | DCS SPRFL CAT6 PATCHPHOENIXPART NO : | 20258 | 0.1773% | 73 | INST SPR;PRESSURE SWITCHHYDAC | 40000 | 0.194%
PUSH BTTN;ILLUMINATEDREDSCHNEIDER | 40355.4 | 0.05948% | 2 | 135 | 74 | ELECT BOX;JUNCTION BOXUP TO 1.1KVWALL | 20000 | 0.0763% | 74 | WRLESS DVCE SPRPALMICGM300/950MOTOROL | 20000 | 0.1751% | 74 | INSLTG MTR;HT TAPE PVC FLAME RESISTANT | 33720 | 0.1635%
PUSH BTTN;ILLUMINATEDGREENSCHNEIDER | 39875.4 | 0.05878% | 2 | 135 | 75 | LV ARC FLASH JACKET (MEDIUM)COLOUR:BLUE | 19500 | 0.07439% | 75 | LAMP;LED TUBE30W2PIN230VAC | 20000 | 0.1751% | 75 | SPARE WHEEL DELACHAUX 8479 CRD SPA | 33072 | 0.1604%
PWR DSTBN PNL;POWER COLLECTOR ENGINEER | 223750 | 0.3298% | 1 | 125 | 76 | LV HAND GLOVES;8 | 19346.1 | 0.0738% | 76 | LV HAND GLOVES;10 | 19500 | 0.1707% | 76 | FIELD SNSRINDUCTIVEIFM10-30VDC250MA | 31007.12 | 0.1503%
CAPACITOR;ALUMINIUM ELECTROLYTIC2.5uF | 2220 | 0.003272% | 1 | 120 | 77 | LV HAND GLOVES;10 | 19346.1 | 0.0738% | 77 | LAB ACCS;ANTI-STATIC BAG-ELECTRONIC LAB | 18474 | 0.1617% | 77 | SOFTWARE;TRUE IMAGE ACRONIS CLIENT LIC | 30400 | 0.1474%
DIODESWITCHING1000V3ADO-201ADUF5408 | 15000 | 0.02211% | 1 | 100 | 78 | GLND CBL;DOUBLE COMPRESSIONBRASS12MM | 17500 | 0.06676% | 78 | AC MOTR;1.5KW415 V AC +10/-15% | 17000 | 0.1488% | 78 | FLXBL CNDUIT2PVCFLEXIBLENO ACCESSOR | 30000 | 0.1455%
CONT BLK;ELECTRICAL PANELTEKNIC1NO | 3800 | 0.005601% | 1 | 100 | 79 | GLND CBL;DOUBLE COMPRESSIONBRASS16MM | 16250 | 0.06199% | 79 | HOOTER;ELECTRONICSINGLE500M220V | 16500 | 0.1444% | 79 | FLXBL CNDUIT1PVCFLEXIBLENO ACCESSOR | 27000 | 0.1309%
SW GR&CB SPR;FUSE TERMINALPHOENIX | 10000 | 0.01474% | 1 | 100 | 80 | SEMI FUSE20A1KV125KAYES78.5 X 60 X | 16000 | 0.06104% | 80 | N/W PASSIVE DEVICE FO CABLE | 16244 | 0.1422% | 80 | PUSH BTTN;EMERGENCY PUSH BUTTONRED | 26119 | 0.1266%
ALCOHOL RUBIN STERILE HAND DIS 500 MLN | 9000 | 0.01327% | 1 | 100 | 81 | CTRL TRF;0.15 KVATHREE DRY 415 V | 15000 | 0.05722% | 81 | DRIV SPR;CONTROL UNIT CU-240E-2SIEMENS | 16000 | 0.1401% | 81 | FIELD SNSR;PROXIMITYTELCO10 - 30VDC | 25500 | 0.1236%
GOGGLS;ANTI FOG GOGGLES 2 MMPOLYCARB | 12000 | 0.01769% | 1 | 100 | 82 | GLND CBL;DOUBLE COMPRESSIONBRASS19MM | 15000 | 0.05722% | 82 | SPL INST;THERMOSTAT 52 DEGREE CENTIGRA | 15000 | 0.1313% | 82 | VISOR;205 X 390 MM1 MMCLER VISON POL | 24800 | 0.1203%
EL BOX;JUNCTION BOX 415 VBASE OUTDOOR | 50000 | 0.0737% | 1 | 100 | 83 | SLDRG STN;PRINTED CIRCUIT 25 W230 VAC | 12500 | 0.04769% | 83 | SPL INST;THERMOSTAT 63 DEGREE CENTIGRA | 15000 | 0.1313% | 83 | ELCT T&M INST;HAND HELD VIBROMETER908 | 24024.5 | 0.1165%
4WAYEXTENSION BRD | 80000 | 0.1179% | 1 | 100 | 84 | TERMINAL BLOCK PHOENIX CONTACT ELECTRI | 10000 | 0.03815% | 84 | TEST LEAD SET. | 14750 | 0.1291% | 84 | FIELD SNSR;MAGNETIC RING FOR LDT | 24000 | 0.1164%
PUSH BTTN;EMERGENCY PUSH BUTTONRED | 61119 | 0.09009% | 2 | 100 | 85 | FUSE;HRC AC 415 V63 A80 KA14X51 MM | 10000 | 0.03815% | 85 | ED USER COM SPRBLACK ON WHITE TAPE CART | 12800 | 0.1121% | 85 | FIELD SNSR;PROXIMITY SWITCHIFM | 19500 | 0.09455%
PAINTSPECIAL;Z109 NEUGENIC | 99750 | 0.147% | 1 | 95 | 86 | SEMI FUSE50A660V200KASIZE 000ACNO | 9600 | 0.03662% | 86 | CAMERA FOR INSPECTION STANDARD | 12800 | 0.1121% | 86 | LV HAND GLOVES;9 | 18000 | 0.08728%
SUGAR | 3873.83 | 0.00571% | 9 | 92 | 87 | UNIVERSAL RAIL MOUNTING TERMINAL4 SQMM | 9576 | 0.03653% | 87 | POWER SUPPLY;240VAC12VDC2A | 12000 | 0.1051% | 87 | LV HAND GLOVES;10 | 18000 | 0.08728%
POWER COLLECTOR ENGINEERING SPARES OF I | 193050 | 0.2846% | 1 | 90 | 88 | SLDRNG WIRE;SOLDERING WIRE18SWG | 9437.4 | 0.036% | 88 | SCRDRIVE X HD;5.0X0.6 MM125 MM230 MMMOL | 10000 | 0.08754% | 88 | PNMTC SYS SPR;PRESSURE SWITCHNORGREN | 18000 | 0.08728%
EDIBLE;GLUCON D500 GMS PACKET | 8366.6 | 0.01233% | 3 | 90 | 89 | UNIVERSAL RAIL MOUNTING TERMINAL10SQMM | 9078 | 0.03463% | 89 | SW GR&CB SPR;FUSE TERMINALPHOENIX | 10000 | 0.08754% | 89 | PUSH BTTN;ILLUMINATEDREDSCHNEIDER | 16880.4 | 0.08185%
LAMP;TUBE LIGHT36W2PIN230VAC | 95775 | 0.1412% | 3 | 80 | 90 | LAB ACCS;ANTI-STATIC BAG-ELECTRONIC LAB | 8888 | 0.03391% | 90 | IP-55POWDER COATED BOX300x300x200 MM | 9650 | 0.08448% | 90 | CRANE SAFETY LED SPOT LIGHT II-SPOT-LED | 16500 | 0.08001%
VISOR;205 X 390 MM1 MMCLER VISON POL | 24800 | 0.03655% | 1 | 80 | 91 | CONT BLK;ELECTRICAL PANELTEKNICNO1 | 7600 | 0.02899% | 91 | TYPE-LL1AC11 AT 415V DC11 AT 230V | 9216 | 0.08068% | 91 | PUSH BTTN;ILLUMINATEDGREENSCHNEIDER | 16400.4 | 0.07952%
E-SATHERM PLATE SKPL SU/SP0010/010 | 75000 | 0.1105% | 1 | 75 | 92 | CBL SCKTSHORT BARREL FLAT240MM2COPPER | 7500 | 0.02861% | 92 | NW TRVR;SFP 100BASE-FX(D-LINK/DIGISOL) | 8750 | 0.0766% | 92 | CANTEEN EDIBLES TATA TEA | 16268.61 | 0.07888%
LV HAND GLOVES;8 | 79246.1 | 0.1168% | 5 | 70 | 93 | CRMP WRNCH;CABLE LUG 0.5-6 MM2YES UPT | 7000 | 0.0267% | 93 | NW SPARES;CAT-6 UTP FRPVC JACKET LSZH | 8505.28 | 0.07446% | 93 | HOOTER;ELECTRONICSINGLE400M24VDC | 14570 | 0.07065%
PROXIMITY;INDUCTIVE SENSOR14MM10-30V | 440000 | 0.6485% | 2 | 65 | 94 | SAFETY ALARM FOR CRANE | 6852.6 | 0.02614% | 94 | CANTEEN EDIBLES ( milk ) | 8093.34 | 0.07085% | 94 | LV HAND GLOVES;8 | 14400 | 0.06982%
VISOR;205 X 390 MM1 MMCLEAR POLYCARB | 14025 | 0.02067% | 2 | 65 | 95 | LV HAND GLOVES;9 | 6448.7 | 0.0246% | 95 | CBL SCKT;SHORT BARREL FLAT240MM2 | 8000 | 0.07004% | 95 | N/W PASSIVE DEVICE CAT 6 CABLE | 13950 | 0.06764%
DRIVE ISOLATOR HANDLE | 49010 | 0.07224% | 1 | 65 | 96 | UNIVERSAL RAIL MOUNTING TERMINAL6 SQMM | 6365 | 0.02428% | 96 | SPL INST;RTD PT-100 3 WIRE SIMPLEX E | 7500 | 0.06566% | 96 | VC SPR;SLIDE CHANGER CUM POINTERNOS | 13800 | 0.06691%
BATTERYSMFUPS12V65AMHBOLT-ON50-CN | 288000 | 0.4245% | 1 | 64 | 97 | SLTD SCRW DRIVER;2.5 MM0.8 MM50 MM150 M | 6000 | 0.02289% | 97 | FIELD SNSR;LEVEL SWITCH | 7252.5 | 0.06349% | 97 | GOGGLS;ANTI FOG GOGGLES 2 MMPOLYCARB | 12000 | 0.05819%
CANTEEN EDIBLES TATA TEA | 28036.02 | 0.04132% | 11 | 64 | 98 | UNIVERSAL RAIL MOUNTING TERMINAL 2.5SQMM | 5320 | 0.0203% | 98 | INDICATOR;4-20MA7 SEGMENT DISPLAY | 6500 | 0.0569% | 98 | Art Paper4ColorDigitaldblemorethan50 | 11732.5 | 0.05689%
BATTERY;SMFUPS12V26AMHBOLT- ON50oC | 104320 | 0.1538% | 1 | 64 | 99 | EL CNCTR;FEMALE COMMUNICATION 9 50 V | 5000 | 0.01907% | 99 | LV HAND GLOVES;9 | 6500 | 0.0569% | 99 | RELAYNO MODIFIERSIEMENS PLC99%PLUG I | 10000 | 0.04849%
EL CNCTR;D TYPE COMMUNICATION 9 50 V | 6000 | 0.008844% | 2 | 60 | 100 | TWST DRLL;114MM156MM12.5MMSTRAIGHT | 5000 | 0.01907% | 100 | INSTRMNT MSRNG;LASERTHERMOMETERFLUKE | 6400 | 0.05603% | 100 | TERMINAL BLOCK PHOENIX CONTACT PLC PAN | 10000 | 0.04849%
EL CNCTR;FEMALE COMMUNICATION 9 50 V | 6000 | 0.008844% | 2 | 60 | 101 | EL CNCTR;D TYPE COMMUNICATION 9 50 V | 5000 | 0.01907% | 101 | SLDRNG WIR;SOLDERING WIRE 24 SWG60% | 5000 | 0.04377% | 101 | FUSE;SEMICONDUCTOR550A690V200KAYES | 9600 | 0.04655%
LV HAND GLOVES;10 | 56846.1 | 0.08379% | 4 | 55 | 102 | TERMINAL BLOCK PHOENIX CONTACT PLC PAN | 5000 | 0.01907% | 102 | SINGLE GONG BELL APPROVED SIGNAL ALARM | 5000 | 0.04377% | 102 | LAMP;TUBE LIGHT36W2PIN230VAC | 8750 | 0.04243%
THRMPCL;CROMEL + ALUMINA SS 316 0.35 | 151250 | 0.2229% | 1 | 55 | 103 | TWST DRLL;10.8MMMORSE TAPER94MM175MM | 5000 | 0.01907% | 103 | CCTV CAMERA ADAPTER ANY REPUTED ANY | 4800 | 0.04202% | 103 | LMT SW;ROLLER LEVER HEAVY NORMALY OP | 7500 | 0.03637%
PLC SPR;TERMINAL MODULEABBTU830V1 | 578772.72 | 0.8531% | 2 | 54 | 104 | SLIPPERS FOR CONTROL ROOM | 4800 | 0.01831% | 104 | CAT 6 Patch Cord - 15 Mtr | 4725 | 0.04136% | 104 | ED USER COM SPRBLACK ON WHITE TAPE CART | 6600 | 0.032%
POWER SUPPLY;240VAC12VDC2A | 16320 | 0.02406% | 3 | 52 | 105 | Antifog goggles | 4650 | 0.01774% | 105 | UNIVERSAL RAIL MOUNTING TERMINAL 2.5SQMM | 4256 | 0.03726% | 105 | ELECTRIC KETTLE 1.8 LTR MAKE : MAHARAJA | 6380 | 0.03094%
LAMPHALOGEN500WR-7220-240VWITH QUAR | 2250 | 0.003316% | 1 | 50 | 106 | LV ARC FLASH JACKET (LARGE)COLOUR:BLUE | 3900 | 0.01488% | 106 | NW SPARES;SC-SC FO PATCH CORD OS2 SM 3M | 3364.72 | 0.02946% | 106 | CBL SCKTRING35MM2COPPERCRIMPING6.6K | 6000 | 0.02909%
VISOR;250 MM X 175 MM (W X H) MMNA S | 22500 | 0.03316% | 1 | 50 | 107 | CONT BLK;ELECTRICAL PANELTEKNIC1NO | 3800 | 0.0145% | 107 | INSULATING MATLTAPEADHESIVE (PVC)19MM | 3289.5 | 0.0288% | 107 | UTLTY TOOLS;LADDER | 5984 | 0.02902%
CAT6 RJ45 JACK MALE UNSHIELDED | 441.5 | 0.0006508% | 1 | 50 | 108 | OFFC ACCS;WIRELESS MOUSE {HP X3500} | 3189 | 0.01217% | 108 | BATTERY;LITHIUM IONPOWER BACK UP3.6V | 3150 | 0.02758% | 108 | ED USER COM SPR;TRI COLOR CARTRIDGE | 4392 | 0.0213%
O-RING;VITON 270 MM5 MM280 MM70 | 25000 | 0.03685% | 1 | 50 | 109 | ED USER COM SPR;TRI COLOR CARTRIDGE | 2928 | 0.01117% | 109 | O-RING;VITON 235 MM5 MM245 MM70 | 3000 | 0.02626% | 109 | ArtPaper4ColorDigi.singlemorethan50 | 4322.5 | 0.02096%
ELECT BOX;JUNCTION BOXUP TO 1.1KVWALL | 35000 | 0.05159% | 2 | 50 | 110 | ED USER COM SPR;BLACK CARTRIDGEPRINTER | 2424 | 0.009247% | 110 | EL ISLTR;MANUALLY 500 V2 NOS32 A230 | 2080 | 0.01821% | 110 | BOLT ;SLOTTED HEX HEAD6MM40MM8.8 | 4000 | 0.0194%
RELAYNO MODIFIERSIEMENS PLC99%PLUG I | 10000 | 0.01474% | 1 | 50 | 111 | LV ARC FLASH JACKET (XL)COLOUR:BLUE | 2340 | 0.008927% | 111 | CANTEEN EDIBLES TATA TEA | 1621.25 | 0.01419% | 111 | BOLT ;SLOTTED HEX HEAD5MM40MM8.8 | 4000 | 0.0194%
CNTRLR;JOYSTICK CONTROLLER 220 VACDIGI | 225257.6 | 0.332% | 3 | 49 | 112 | LAMPHALOGEN500WR-7220-240VWITH QUAR | 2250 | 0.008583% | 112 | HCKSAW BLD;150 MM,HIGH SPEED STEEL ,6. | 1600 | 0.01401% | 112 | ED USER COM SPR;BLACK CARTRIDGEPRINTER | 3888 | 0.01885%
STRETCH WRAPPING FILM PLASTIC 150 MM X | 13950 | 0.02056% | 1 | 45 | 113 | OFFC ACCS;UMBRELLA | 2100 | 0.008011% | 113 | HRC FUSE 6 AMPERES | 1416.8 | 0.0124% | 113 | BOLT ;SLOTTED HEX HEAD4MM40MM8.8 | 3800 | 0.01843%
WATER BOTTLE MILTON ANY STAINLESS STE | 10263 | 0.01513% | 2 | 44 | 114 | 0V ARC FLASH JACKET (SMALL)COLOUR:BLUE | 1560 | 0.005951% | 114 | HF FUSE 25ASF90152L&T | 1416.8 | 0.0124% | 114 | SPL INST;VALVE CONNECTOR RECTANGULAR 3 | 3500 | 0.01697%
SWTCH SLCTR;16A3 SPRING RETURN415VNO | 48000 | 0.07075% | 1 | 40 | 115 | HCKSAW BLD;150 MM,HIGH SPEED STEEL ,6. | 1500 | 0.005722% | 115 | EDIBLE;GLUCON D500 GMS PACKET | 1234.35 | 0.01081% | 115 | BRKE ACC;WEDGEBCHBCHPD-3026-15 | 3000 | 0.01455%
CBL SCKT;SHORT BARREL FLAT240MM2 | 8000 | 0.01179% | 1 | 40 | 116 | HCKSAW;MANUAL ,D ,STEEL ,150 MM,BI-M | 900 | 0.003433% | 116 | COMTR SPR;WIRELESS KEY & MOUSELOGITECH | 1013 | 0.008868% | 116 | TAG;CAUTION TAG-RED RED ONE SIDEWHITE | 3000 | 0.01455%
Spring Return Switch | 38438.4 | 0.05666% | 1 | 40 | 117 | SLIPPERS FOR CONTROL ROOMANY | 800 | 0.003052% | 117 | EL CNCTR;FEMALE COMMUNICATION 9 50 V | 1000 | 0.008754% | 117 | CBL SKT;RING 16 MM2COPPER CRIMPING 1 | 3000 | 0.01455%
INDICATOR;4-20MA7 SEGMENT DISPLAY | 55400 | 0.08166% | 3 | 38 | 118 | COMTR SPR;LAPTOP LOCKREPUTEDLAPTOP | 790 | 0.003014% | 118 | EL CNCTR;D TYPE COMMUNICATION 9 50 V | 1000 | 0.008754% | 118 | SUGAR | 2732 | 0.01325%
LV HAND GLOVES;9 | 30948.7 | 0.04562% | 4 | 35 | Grand Total |  | 26213342 | 100% | 119 | CAT 6 Patch Cord - 2 Mtr | 700 | 0.006128% | 119 | ALL IN ONE LAPTOP STAND STANDARD GLA | 2718 | 0.01318%
IND LAMP;WHITE 230 VACEMERGENCY LIGHT | 280000 | 0.4127% | 2 | 35 |  |  |  |  | 120 | SUGAR | 629.1 | 0.005507% | 120 | CAPACITOR;ALUMINIUM ELECTROLYTIC2.5uF | 2220 | 0.01076%
CRBN BRSH;EG14SIGNODE | 616000 | 0.908% | 4 | 32 |  |  |  |  | 121 | PATCH CRD;CAT6 UTP 2 MDIGILINK/TYCO R | 505.28 | 0.004423% | 121 | Art PaperDigitalsinglesideupto 50 nos | 1818 | 0.008815%
THRMPCL;CHROMEL ALUMEL SS 316 0.5 M | 99200 | 0.1462% | 1 | 31 |  |  |  |  | 122 | HCKSAW;MANUAL ,D ,STEEL ,150 MM,BI-M | 500 | 0.004377% | 122 | SHEET PROTECTOR (PACK OF 100) (A4-Size) | 1450 | 0.007031%
MCCB;32A3415V50KAAC50HZ1NO+1NC | 194025 | 0.286% | 1 | 30 |  |  |  |  | 123 | CAT6 RJ45 JACK MALE UNSHIELDED | 441.5 | 0.003865% | 123 | Metallic Spiral Binding upto 100 sheets | 28.88 | 0.00014%
SPL INST;THERMOSTAT 52 DEGREE CENTIGRA | 15000 | 0.02211% | 1 | 30 |  |  |  |  | 124 | ORS POWDER SACHETS OF 21 GMS. NOS | 395 | 0.003458% | Grand Total |  | 20623575.5 | 100%
SPL INST;THERMOSTAT 63 DEGREE CENTIGRA | 15000 | 0.02211% | 1 | 30 |  |  |  |  | Grand Total |  | 11422852.52 | 100%
SLIPPERS FOR CONTROL ROOM | 4800 | 0.007075% | 3 | 30
PUSH BTN;ILLUMINATED PUSH BUTTON RED A | 225000 | 0.3316% | 1 | 30
SANITIZER REFILLPRODUCT CODE: 572004 | 58996 | 0.08696% | 1 | 28
SWTCH SLCTR;10A3 SPRING RETURN110VNO | 210238.64 | 0.3099% | 2 | 26
LV ARC FLASH JACKET (MEDIUM)COLOUR:BLUE | 19500 | 0.02874% | 1 | 25
RED & WHITE CONSPICUITY ROLL981-3263M | 100000 | 0.1474% | 1 | 25
RELAY;NUMERICALMOTOR PROTECTION+/-2% | 925000 | 1.363% | 1 | 25
CTRL TRF;0.15 KVATHREE DRY 415 V | 47000 | 0.06928% | 2 | 25
Antifog goggles | 4650 | 0.006854% | 1 | 25
FUSE;HRC AC 500 V50 A125 KAYES NO | 39000 | 0.05748% | 2 | 24
WRLSS GATWY DVC;TRANSCEIVERPHOENIX | 812100 | 1.197% | 2 | 24
CONTROLLER;JOYSTICK CONTROLLER500VAC | 610000 | 0.8991% | 2 | 22
RELAYNO MODIFIERMOTOR PROTECTION IN VF | 40000 | 0.05896% | 2 | 20
FIELD SNSR;PHOTO SENSORBALLUFF24VDC | 219300 | 0.3232% | 1 | 20
HRC FUSE 6 AMPERES | 1416.8 | 0.002088% | 1 | 20
FUSE;SEMICONDUCTOR63A690V200KAYES | 10000 | 0.01474% | 1 | 20
FUSE;SEMICONDUCTOR100A690V200KAYES | 16000 | 0.02358% | 1 | 20
BRKE ACC;BRAKE SHOE WITH LINERBCHBCH | 140560 | 0.2072% | 3 | 20
LMT SWTCH;LEVER LIMIT SWITCHCONTINUOUS | 85000 | 0.1253% | 2 | 20
EL T&M INST | 137000 | 0.2019% | 1 | 20
EXTN BRD;CABLE REEL25M3C X 2.5MM2 | 180039.6 | 0.2654% | 2 | 20
POWER DISTRIBUTION ACCESSORIES | 99980 | 0.1474% | 1 | 20
PROXIMITY;INDUCTIVE SENSOR15MM10-30V | 120000 | 0.1769% | 1 | 20
HCKSAW;MANUAL ,D ,STEEL ,150 MM,BI-M | 1400 | 0.002064% | 2 | 20
SLDRNG WIRE;SOLDERING WIRE18SWG | 9437.4 | 0.01391% | 1 | 20
HF FUSE 25ASF90152L&T | 1416.8 | 0.002088% | 1 | 20
SCRDRIVE X HD;5.0X0.6 MM125 MM230 MMMOL | 10000 | 0.01474% | 1 | 20
PROXIMITYINDUCTIVE SWITCH15MM10-36VI | 65091.6 | 0.09594% | 1 | 18
CONFIGURATION MEMORY PHOENIX 2902814 | 108000 | 0.1592% | 2 | 18
WIRELESS GTWY;ANTENNA PHOENIX RAD-ISM- | 93600 | 0.138% | 1 | 18
FUSE;SEMICONDUCTOR550A690V200KAYES | 54600 | 0.08048% | 2 | 18
PROXMTY;INDUCTIVE 20 MM10-36 VIP67 | 110000 | 0.1621% | 2 | 18
FIELD SNSR;PHOTO SENSORIFM10-36VDC | 120400 | 0.1775% | 2 | 17
CAMERA FOR INSPECTION STANDARD | 12800 | 0.01887% | 1 | 16
HOOTER;ELECTRONICSINGLE1KM220VSTEEL | 92816.8 | 0.1368% | 2 | 16
NW SPARES;HHT BATTERY 82-111734-01 | 160000 | 0.2358% | 1 | 16
LOAD CELL SPR | 1350000 | 1.99% | 5 | 16
SEMI FUSE20A1KV125KAYES78.5 X 60 X | 16000 | 0.02358% | 1 | 16
LMT SWTCH;ROTARYHEAVYSWITCHING4A | 330000 | 0.4864% | 2 | 16
CRBN BRSH;EG14DELACHAUX | 314100 | 0.463% | 1 | 15
CBL SCKTSHORT BARREL FLAT240MM2COPPER | 7500 | 0.01105% | 1 | 15
PROGRAMMABLE HOOTER WITH FLASHER | 52578.9 | 0.0775% | 2 | 15
FIELD SNSRINDUCTIVEIFM10-30VDC250MA | 165307.12 | 0.2437% | 3 | 15
FUSE;SEMICONDUCTOR315A690V200KAAC | 37500 | 0.05527% | 1 | 15
SPL INST;RTD PT-100 3 WIRE SIMPLEX E | 7500 | 0.01105% | 1 | 15
SLTD SCRW DRIVER;2.5 MM0.8 MM50 MM150 M | 6000 | 0.008844% | 1 | 15
SWTCH SLCTR;10A4POLE4WAY415VNO50oC | 5250 | 0.007738% | 1 | 15
LMT SW;ROLLER LEVER HEAVY DUTY NOSCO | 150000 | 0.2211% | 1 | 15
FIELD SNSR;MAGNETIC RING FOR LDT | 64000 | 0.09433% | 2 | 14
WRLESS DVCE SPR;I/O EXTENSION MODULE | 350000 | 0.5159% | 2 | 14
PHOTOELECTRIC SENSOR BALLUFF COIL CAR | 206288 | 0.3041% | 2 | 14
SPL INST;MICRO PRISMATIC SHEET WHITE C | 136000 | 0.2005% | 2 | 13
FUSE;SEMICONDUCTOR350A660V200KAYES | 36000 | 0.05306% | 1 | 12
SPL INST;HUMIDITY CUM TEMP CONTROLLER H | 84000 | 0.1238% | 1 | 12
ED USER COM SPRBLACK ON WHITE TAPE CART | 19400 | 0.0286% | 3 | 12
FUSE;CARTRIDGE AC 690 V1250 A200 KA | 72000 | 0.1061% | 1 | 12
FUSE;CARTRIDGE AC 690 V25 A71 KAYES | 36000 | 0.05306% | 1 | 12
TWST DRLL;10.8MMMORSE TAPER94MM175MM | 5000 | 0.00737% | 1 | 10
FUSE;HRC AC 415 V63 A80 KA14X51 MM | 10000 | 0.01474% | 1 | 10
FIELD SNSR;PHOTO SENSORTELCO24V | 100000 | 0.1474% | 1 | 10
FIELD SNSRDIFFUSE REFLECTIONIFM ELECTR | 100000 | 0.1474% | 1 | 10
ED USER COM SPR;BLACK CARTRIDGEPRINTER | 6312 | 0.009304% | 5 | 10
FIELD SNSR;PHOTO SWITCHALLEN BRADELEY | 80000 | 0.1179% | 1 | 10
SLDRNG WIR;SOLDERING WIRE 24 SWG60% | 5000 | 0.00737% | 1 | 10
SAFETY ALARM FOR CRANE | 6852.6 | 0.0101% | 1 | 10
OFFC ACCS;UMBRELLA | 2100 | 0.003095% | 1 | 10
OPTL PHSNSR;SENSORLAZERRED10 TO 30 | 65000 | 0.09581% | 1 | 10
TEST LEAD SET. | 14750 | 0.02174% | 1 | 10
COMN MODM;RS 232 TO RS 422/485 CONVERTER | 230000 | 0.339% | 1 | 10
ED USER COM SPR;TRI COLOR CARTRIDGE | 7320 | 0.01079% | 5 | 10
PROXMTY;INDUCTIVE 40 MM10-30 VIP65 | 60000 | 0.08844% | 1 | 10
TWST DRLL;114MM156MM12.5MMSTRAIGHT | 5000 | 0.00737% | 1 | 10
OPTL PHTSNSR;RETRO-REFLECTIVE SENSOR L | 100000 | 0.1474% | 1 | 10
FIELD SNSR;PHOTO SENSORTELCO24VDC | 180000 | 0.2653% | 1 | 10
PROXIMITY;INDUCTIVE SENSOR15MM20-250V | 80000 | 0.1179% | 1 | 10
FIELD SNSR;PHOTO SENSOROMRON24VNO/NC | 120000 | 0.1769% | 1 | 10
P.B SR71release for 3P ACB with CT | 971390 | 1.432% | 2 | 10
SPL INST;VALVE CONNECTOR RECTANGULAR 3 | 3500 | 0.005159% | 1 | 10
CRMP WRNCH;CABLE LUG 0.5-6 MM2YES UPT | 7000 | 0.01032% | 1 | 10
FIELD SNSR | 195000 | 0.2874% | 1 | 10
PROXMTY;INDUCTIVE 8 MM10-30 VIP65 | 95000 | 0.14% | 1 | 10
SLCTR SW;5 A1P 3POSITION 230 VNO 55 | 50000 | 0.0737% | 1 | 10
CNTCR;32 A2 230 VDCPOWER 750 VDCDC | 120000 | 0.1769% | 1 | 10
WRLESS DVCE SPRPALMICGM300/950MOTOROL | 20000 | 0.02948% | 1 | 10
PROXIMITY;INDUCTIVE SENSOR10MM20-250V | 50000 | 0.0737% | 1 | 10
SHEET PROTECTOR (PACK OF 100) (A4-Size) | 1450 | 0.002137% | 1 | 10
FIELD SNSRLASERSICK10-30VDC4-20MAWL | 409160 | 0.6031% | 1 | 10
LAMP;LED TUBE30W2PIN230VAC | 20000 | 0.02948% | 1 | 10
LMT SW;MICRO SWITCH CONTINUOUS CONTA | 9000 | 0.01327% | 1 | 10
SPL INST;TEMP. PROGRAM CONTROLLER I/P - | 288000 | 0.4245% | 3 | 9
ENCODER;INCREMENTAL ROTARY ENCODER | 618759.4 | 0.912% | 2 | 9
FLD SNSR;ULTRASONIC LEVEL PEPPERL+FUCH | 182852 | 0.2695% | 2 | 9
ENCODER;TACHO GENERATORBAUMER HUBNER | 695000 | 1.024% | 2 | 9
ELTRNC CARD;INVERTER | 3200000 | 4.717% | 2 | 8
SPL INST;ULTRASONIC LEVEL CONTROLLER 1 | 150820 | 0.2223% | 2 | 8
SOFTWARE;TRUE IMAGE ACRONIS CLIENT LIC | 30400 | 0.04481% | 2 | 8
MESRG ISNT;ELECTRONICS MOTOR CHECKER E | 127000 | 0.1872% | 4 | 8
STRTR MOTR;30.1KW415V | 32000 | 0.04717% | 1 | 8
POWER PACK WITHOUT DELAY RAJDEEP INDUS | 40000 | 0.05896% | 1 | 8
OPTO AMPLIFIER RAJDEEP INDUSTRIAL AN | 80000 | 0.1179% | 1 | 8
DCS SPRFL CAT6 PATCHPHOENIXPART NO : | 20258 | 0.02986% | 2 | 8
OPTL PHTSNSR;THROUGH BEAM PHOTOELE. SENS | 40000 | 0.05896% | 1 | 8
PROXMTY;INDUCTIVE 15 MM12-48 VIP67 . | 48000 | 0.07075% | 1 | 8
SPL LGHT;LED TRAFFIC GREEN NO NO 220 | 40000 | 0.05896% | 1 | 8
FUSE;HRC AC 690 V1250 A200 KAY | 40000 | 0.05896% | 1 | 8
TABLET;WINMATE M133W TABLET PC WLAN/BL | 2121735.74 | 3.127% | 5 | 8
FIELD SNSR;PHOTO SWITCHALLEN BRADELLY | 51200 | 0.07547% | 1 | 8
VC SPR;SLIDE CHANGER CUM POINTERNOS | 13800 | 0.02034% | 1 | 8
ED USER COM SPR;2 TB PORTABLE HARD DISK | 43576 | 0.06423% | 1 | 8
SEMI FUSE50A660V200KASIZE 000ACNO | 9600 | 0.01415% | 1 | 8
DRIVE MODL;45 KWABB ACS880 415 VACS880 | 4480000 | 6.603% | 1 | 8
FUSE;HRC SEMICONDUCTOR630A690V100KA | 40000 | 0.05896% | 1 | 8
DOOR LOCK THYSSENKRUPP LIFT THYSSE | 31500 | 0.04643% | 1 | 7
RELAY;ELECTRONICTRANSFORMER PROTECTION | 132000 | 0.1946% | 2 | 7
EL ISLTR;MANUALLY 500 V2 NOS32 A230 | 6480 | 0.009551% | 2 | 6
WRLESS DVCE SPR;ANTENNA CABLE2702140 | 29340 | 0.04325% | 1 | 6
WALKIE TALKIE;HANDHELD TWO WAY1612HR | 150000 | 0.2211% | 1 | 6
DISPLAY;8 IN90-230 VACDIGITAL 60 WET | 240000 | 0.3538% | 1 | 6
NW SPARES;HHT CRADLE ADAPTER HP-A0502R3 | 210000 | 0.3095% | 1 | 6
PLC SPR;ANALOG INPUT MODULEPHOENIX | 142074 | 0.2094% | 1 | 6
NW SPARES;HHT CRADLE CHARGER CRD9000-10 | 180000 | 0.2653% | 1 | 6
PLC SPR;ANALOG OUTPUT MODULEPHOENIX | 142218 | 0.2096% | 1 | 6
TYPE-LL1AC11 AT 415V DC11 AT 230V | 9216 | 0.01358% | 1 | 6
CCTV CAMERA ADAPTER ANY REPUTED ANY | 4800 | 0.007075% | 1 | 6
POWER SUPPLY240VAC24VDC2A2938730PHO | 48000 | 0.07075% | 1 | 6
CONTOL PANEL FOR SENSOR VIRTUAL O1D105 | 120840 | 0.1781% | 1 | 6
WRLESS DVCE SPR;PANELPA25696 | 75222 | 0.1109% | 1 | 6
SFTY FLAG | 12000 | 0.01769% | 1 | 6
CCTV VARIFOCAL LENS SAMSUNG SLA-550DV | 30000 | 0.04422% | 1 | 6
O-RING;VITON 235 MM5 MM245 MM70 | 3000 | 0.004422% | 1 | 6
FIELD SNSRDISTANCESICK10-30VDC4-20MA | 365000 | 0.538% | 1 | 5
OFFC ACCS;WIRELESS MOUSE {HP X3500} | 3189 | 0.004701% | 2 | 5
ELTRNC CARDPLCFRONT CONNECTORSIEMENS | 22500 | 0.03316% | 1 | 5
BATTERY;LITHIUM IONPOWER BACK UP3.6V | 3150 | 0.004643% | 1 | 5
SLIPPERS FOR CONTROL ROOMANY | 800 | 0.001179% | 1 | 5
CAT 6 Patch Cord - 15 Mtr | 4725 | 0.006965% | 1 | 5
CAT 6 Patch Cord - 2 Mtr | 700 | 0.001032% | 1 | 5
IP-55POWDER COATED BOX300x300x200 MM | 9650 | 0.01422% | 1 | 5
SLDRG STN;PRINTED CIRCUIT 25 W230 VAC | 12500 | 0.01842% | 1 | 5
FIELD SNSR;PHOTO SENSORIFM10 - 30VDC | 30000 | 0.04422% | 1 | 5
WIRELESS GTWY;INDUSTRIAL COMM. GATEWAY | 200000 | 0.2948% | 1 | 5
LV ARC FLASH JACKET (LARGE)COLOUR:BLUE | 3900 | 0.005748% | 1 | 5
PROXIMITY;INDUCTIVE SENSOR20MM10-30V | 30000 | 0.04422% | 1 | 5
NW SPARES;NETWORK CONTROLLER ETHIO 2.0 | 80000 | 0.1179% | 1 | 5
800A SPECTRONIC RELEASE RMS7 GE AIR | 395000 | 0.5822% | 1 | 5
LMT SW;ROLLER LEVER HEAVY NORMALY OP | 7500 | 0.01105% | 1 | 5
SANITIZER DISPENSERCODE: 272012PURELL | 40535 | 0.05975% | 1 | 5
DRIVE MODL;60 KVAABB ACS880 415 VACS88 | 4800000 | 7.075% | 1 | 4
WELDER FLEXIB COPP LINK MECHELONIC ENG | 148000 | 0.2181% | 1 | 4
COMTR SPR;STEREO SPEAKER SETLOGITECH | 3040 | 0.004481% | 1 | 4
POWR SPLY;220VAC100KV200MA | 1583860 | 2.335% | 2 | 4
PNMTC SYS SPR;PRESSURE SWITCHNORGREN | 18000 | 0.02653% | 1 | 4
PROPORTIONAL VALVE CONTROL PROPORTIONA | 310000 | 0.4569% | 2 | 4
ELECTRIC KETTLE 1.8 LTR MAKE : MAHARAJA | 6380 | 0.009404% | 1 | 4
AC MOTR;1.5KW415 V AC +10/-15% | 37000 | 0.05454% | 2 | 4
VISUALS;STOP ALUMINIUM ALLOYS 63*27* | 391200 | 0.5766% | 1 | 4
RTD;SIMPLEX PT100 3WIRE +/-0.05 % | 3200 | 0.004717% | 1 | 4
Metallic Spiral Binding upto 100 sheets | 28.88 | 4.257e-05% | 1 | 4
BRAKE;150MMELECTROMAGNETICDRUM | 142464 | 0.21% | 1 | 4
DRIVE MODL;32AABBACS880415V | 1560000 | 2.299% | 1 | 4
HND OPTD TRLY;200 KGMANUAL BALL BEARIN | 47911.92 | 0.07062% | 2 | 4
LV VFD;32 ACROSS TRAVEL THREE 415 V | 1540000 | 2.27% | 1 | 4
FIELD SNSR;ULTRASONIC SWITCHES | 140000 | 0.2064% | 1 | 4
TRUE-RMS METER FOR PRECISE MEASUREMENT | 49680 | 0.07323% | 1 | 3
TAP;NO SPECIAL FEATURES RIGHT HAND M3- | 30000 | 0.04422% | 1 | 3
EPC ALTERN LIGHT TRANSMITTER EMG EPC S | 718650 | 1.059% | 2 | 3
LV ARC FLASH JACKET (XL)COLOUR:BLUE | 2340 | 0.003449% | 1 | 3
ELTRNC CARD;INVERTER TRIPPING CONTROL | 120000 | 0.1769% | 1 | 3
FIELD SNSR;POSITION TRANSDUCERBALLUFF | 255000 | 0.3759% | 1 | 3
PLC SPR;FRONT CONNECTORSIEMENS | 75000 | 0.1105% | 1 | 3
FIELD SNSR;PROXIMITY SWITCHIFM | 19500 | 0.02874% | 1 | 3
SPL MOTR;TONG OPEN CLOSE MOTORUIKER | 123973.2 | 0.1827% | 1 | 3
FIELD SNSR;PROXIMITYTELCO10 - 30VDC | 25500 | 0.03759% | 1 | 3
ELTNC CARD;PLCPOWER SUPPLY CARD | 90000 | 0.1327% | 1 | 3
HOOTER;ELECTRONICSINGLE500M220V | 16500 | 0.02432% | 1 | 3
TRUE RMS DMM INDUSTRIAL WITH BACKLIGHT & | 49680 | 0.07323% | 1 | 3
HOTR;ELECTRONIC SINGLE 100 DB AT 1 M | 24168 | 0.03562% | 1 | 3
FIELD SNSR;LEVEL SWITCH | 7252.5 | 0.01069% | 1 | 3
ELCT T&M INST;HAND HELD VIBROMETER908 | 72072.5 | 0.1062% | 2 | 3
END MODULE WAGO 750-600 | 4812 | 0.007093% | 1 | 3
FIELD SNSR;TEMPOSONICMTS SENSORS24VDC | 570000 | 0.8402% | 3 | 3
BRKE ACC;WEDGEBCHBCHPD-3026-15 | 3000 | 0.004422% | 1 | 3
COMTR SPR;BLACK COLOUR CATRIDGEHP | 25296 | 0.03729% | 1 | 3
0V ARC FLASH JACKET (SMALL)COLOUR:BLUE | 1560 | 0.002299% | 1 | 2
BARCOD REDR;BARCODE SCANNER SYMBOL QR | 760000 | 1.12% | 1 | 2
PLC SPR;DIGITAL INPUT MODULESIEMENS | 30000 | 0.04422% | 1 | 2
SINGLE GONG BELL APPROVED SIGNAL ALARM | 5000 | 0.00737% | 1 | 2
POWR SPLY;110VAC130KV3MA | 1369200 | 2.018% | 2 | 2
16-CHANNEL DIGITAL OUTPUT WAGO 750-150 | 23348 | 0.03441% | 1 | 2
LMT SWTCH;ROTARYHEAVYSNAP ACTION10A | 255520 | 0.3766% | 1 | 2
HOOTER;ELECTRONICSINGLE400M24VDC | 14570 | 0.02148% | 1 | 2
WRLESS DVCE SPR;USB DATA CABLE2903447 | 20000 | 0.02948% | 1 | 2
ALL IN ONE LAPTOP STAND STANDARD GLA | 2718 | 0.004006% | 1 | 2
RS-485 SERIAL INTERFACE WAGO 750-653/0 | 46012 | 0.06782% | 1 | 2
PWR DSTBN PNL;HV SHROUD FARA HVA2400 | 196000 | 0.2889% | 1 | 2
LASER EYE SENSOR BANNER EDGE BAFFLE | 40000 | 0.05896% | 1 | 2
DRIV SPR;BRANCHING UNITEABB | 279400 | 0.4118% | 1 | 2
FIELD SNSR;PRESSURE SWITCHHYDAC24VDC | 48000 | 0.07075% | 1 | 2
ECO PRIMARY SMPS5A24 VDC WAGO 787-72 | 9680 | 0.01427% | 1 | 2
PLC SPR;COMMUNICATION MODULEABBCI801 | 76720 | 0.1131% | 1 | 2
HYDRAULIC AMPLIFIER CARD REXROTH VT-V | 160000 | 0.2358% | 1 | 2
ENCODER;TACHO GENERATORBAUMER | 191000 | 0.2815% | 1 | 2
NW SPARES;SC-SC FO PATCH CORD OS2 SM 3M | 3364.72 | 0.00496% | 1 | 2
SFTY JCKT;HT ELECTRIC ARC FLASH SUIT KIT | 80000 | 0.1179% | 1 | 2
COOLING FAN EBMPAPAST ACS800-704-0640- | 100000 | 0.1474% | 1 | 2
AC MOTR;2.2KW415 V AC +10/-15% | 23000 | 0.0339% | 1 | 2
SPL MOTR;0.55KW 54RPM GEARED MOTOR | 120000 | 0.1769% | 1 | 2
N/WPASSIVE DEVICE NETWORK RACK | 38954.98 | 0.05742% | 2 | 2
SPL MOTR;CONICAL ROTOR BRAKE MOTOR DEMA | 151236 | 0.2229% | 2 | 2
NW TRVR;SFP 100BASE-FX(D-LINK/DIGISOL) | 8750 | 0.0129% | 1 | 2
DRIVE SPRPROFIBUS DP MODULEABBRPBA-01P | 70000 | 0.1032% | 1 | 2
LFT SPR;CABIN FAN 300MM SWEEP | 15276 | 0.02252% | 1 | 2
FIELD SNSR;POTENTIOMETER -PF7 | 30000 | 0.04422% | 1 | 2
UTLTY TOOLS;LADDER | 5984 | 0.00882% | 1 | 2
ELECTRONIC INSTTESTNG & MSRNGHAND HELD | 50000 | 0.0737% | 1 | 2
PLC SPR;BUS CONNECTORSIEMENS | 20000 | 0.02948% | 1 | 2
INST SPR;PRESSURE SWITCHHYDAC | 40000 | 0.05896% | 1 | 2
ENCODER;ABSOLUTE ROTARY ENCODER | 160000 | 0.2358% | 1 | 2
INSTRMNT MSRNG;LASERTHERMOMETERFLUKE | 6400 | 0.009433% | 1 | 2
WIRELESS FOR CAMERA EXTREME AP7562 | 450000 | 0.6633% | 1 | 2
ELTNC CARD;CPCELECTRONIC BOARDEMG | 320000 | 0.4717% | 1 | 2
BARCOD REDR;ASSEMBLY INTERMEC VEHICLE | 500000 | 0.737% | 1 | 2
PATCH CRD;CAT6 UTP 2 MDIGILINK/TYCO R | 505.28 | 0.0007448% | 1 | 2
PLC SPR;PLC SSI MODULESIEMENS | 100000 | 0.1474% | 1 | 2
KOOL TWISTER 5 LTRS MILTON | 1040 | 0.001533% | 1 | 2
ENCODR;ABSOLUTE ROTARY ENCODER SICK DF | 150000 | 0.2211% | 1 | 2
LADDER FOLDABLE 6 FTFIBRE REINFORC | 34000 | 0.05012% | 1 | 2
SFU;600 A4 1000 VACAC3 4 4 YES YE | 1100000 | 1.621% | 1 | 2
PFC200 CONTROLLER WAGO 750-8202/025-00 | 36184 | 0.05333% | 1 | 2
LADDER FOLDABLE 8 FTFIBRE REINFORC | 38000 | 0.05601% | 1 | 2
SPL MOTR;SCRAP BALLER MOTOR SEW EURO D | 320000 | 0.4717% | 1 | 2
SOFTWARE FOR OPC UA WAGO 2759-0101/111 | 180923 | 0.2667% | 1 | 1
NW SPARES;CAT-6 UTP PATCH CORD LSZH - 2 | 131 | 0.0001931% | 1 | 1
NW SPARES;CAT-6 UTP FRPVC JACKET LSZH | 8505.28 | 0.01254% | 1 | 1
BRAKE ASSEMBLY INTORQ GMBH GERMANY DA | 100000 | 0.1474% | 1 | 1
ACB;3200A3AC690VFLUSH MOUNTING50HZ | 300000 | 0.4422% | 1 | 1
COMTR SPR;LAPTOP LOCKREPUTEDLAPTOP | 790 | 0.001164% | 1 | 1
NW SPARES;CAT6 RJ45 JACK MALE UNSHIELDED | 6 | 8.844e-06% | 1 | 1
COMTR SPR;WIRELESS KEY & MOUSELOGITECH | 1013 | 0.001493% | 1 | 1
NW SPARES;CAT6 UTP TOOL-FREE I/O WITH FA | 238 | 0.0003508% | 1 | 1
ELTNC CARD;MEASUREMENTECU 01.2 DISPLAY | 87835 | 0.1295% | 1 | 1
MOTOR PROTECTION RELAY | 37521 | 0.0553% | 1 | 1
SIMATIC S7-200 SMART CPU ST40 SIEMENS | 25000 | 0.03685% | 1 | 1
ENCODER;INCREMENTAL ROTARY ENCODERBEI | 85000 | 0.1253% | 1 | 1
CRANE SAFETY LED SPOT LIGHT II-SPOT-LED | 16500 | 0.02432% | 1 | 1
AC MOTR;5.5KW415VACSQUIRREL CAGE | 24000 | 0.03538% | 1 | 1
AC MOTR;200 KW380 VSQUIRREL CAGE MILL | 600000 | 0.8844% | 1 | 1
SPL CBL;HIGH VOLTAGE CABLEPEA-BODY | 84760 | 0.1249% | 1 | 1
LASER DISTANCE METER FERROTRON EOT CRA | 798500 | 1.177% | 1 | 1
DRIVE MODL;7.5 KWSIEMENS SINAMICS G20 3 | 40000 | 0.05896% | 1 | 1
SCADA SOFTWARE ADVANTECH WA-PRO-MA75 | 40000 | 0.05896% | 1 | 1
BRKE ACC;BRAKE COILBCHBCHPD-3026-15 | 30000 | 0.04422% | 1 | 1
FIFE STRIP CENTER GUIDING EQPT MAXCESS | 1400000 | 2.064% | 1 | 1
CRMP WRNCH;LT CABLE LUG CRIPMPING 16 -3 | 5000 | 0.00737% | 1 | 1
PROPORTIONAL VALVE CONTROL CARD HOLDER | 25000 | 0.03685% | 1 | 1
PLC SPR;CONNECTORSIEMENS | 5000 | 0.00737% | 1 | 1
CHN CNVYR;DRAG CHAINKABELSCHLEPP | 225548.75 | 0.3325% | 1 | 1
SPL TRF;WELDER WELDING TRANSFORMER MEC | 600000 | 0.8844% | 1 | 1
PLC PANEL TENSIOMETER PANEL UPGRADE | 218230.05 | 0.3217% | 1 | 1
LV VFD;165KVAHOISTTHREE415V6 | 800000 | 1.179% | 1 | 1
LFT SPR;PCB ASY_MPUS_SMD VER_TIC-II | 38238 | 0.05636% | 1 | 1
AC MOTR;IE1 132 KW415 +/- 10% VSQUIRREL | 450000 | 0.6633% | 1 | 1
SPL MACHINE TOOL;FERRULE MACHINE | 53000 | 0.07812% | 1 | 1
EL T&M INST;PROFIBUS DIAGNOSTIC TOOL KIT | 420000 | 0.6191% | 1 | 1
ELTRNC CARD;POWER SUPPLY | 40000 | 0.05896% | 1 | 1
DRIV SPR;CONTROL UNIT CU-240E-2SIEMENS | 16000 | 0.02358% | 1 | 1
N/W PASSIVE DEVICE CAT 6 CABLE | 13950 | 0.02056% | 1 | 1
AIR CIRCUIT BREAKER 3200A(EDO)TYPE CN-3T | 340763.5 | 0.5023% | 1 | 1
BRAK;13 INELECTROMAGNETIC SHUNT DC SI | 98616.57 | 0.1454% | 1 | 1
L & T MAKE AIR CIRCUIT BREAKER | 246577.1 | 0.3634% | 1 | 1
CONTROL PANEL ABB 1SAP510100R0001 | 600000 | 0.8844% | 1 | 1
ELTNC CARD;EPC SPAREDISPLAY CARDEMG | 79850 | 0.1177% | 1 | 1
VECOW CONTROLLER DANIELI ECS-8000 | 500000 | 0.737% | 1 | 1
SPL MOTR;EPC MOTOREMG AUTOMATION | 30000 | 0.04422% | 1 | 1
SPL MOTR;SHUTTLE MOTOR | 200000 | 0.2948% | 1 | 1
NW SPARES;CAT-6 UTP LSZH CABLE 305 METER | 1381.38 | 0.002036% | 1 | 0.23
Grand Total | 67843798.95 | 100% | 579 | 49156.23
This chart isn't available in your version of Excel. Editing this shape or saving this workbook into a different file format will permanently break the chart.
This chart isn't available in your version of Excel. Editing this shape or saving this workbook into a different file format will permanently break the chart.
This chart isn't available in your version of Excel. Editing this shape or saving this workbook into a different file format will permanently break the chart.

## exp yearly frequency
S.NO | Item Description | Total Value(INR) | Sum of qty(n) | Sum of Total value (INR) | Count of Required On Date
1 | SPL INST;TEMPERATURE STICKER TEMPERATUR | 486900 | 11300 | 0.7185% | 7
2 | LT CBL;31.5MM2COPPERPVC | 65391 | 1850 | 0.0965% | 4
3 | LT CBL;161.5MM2COPPER | 818750 | 1750 | 1.208% | 2
4 | TERMINAL BLOCK PHOENIX CONTACT PLC PAN | 17500 | 1750 | 0.02582% | 3
5 | Art Paper4ColorDigitaldblemorethan50 | 11732.5 | 950 | 0.01731% | 1
6 | UNIVERSAL RAIL MOUNTING TERMINAL 2.5SQMM | 9576 | 900 | 0.01413% | 2
7 | Art PaperDigitalsinglesideupto 50 nos | 1818 | 900 | 0.002683% | 1
8 | CBL SCKT;TUBE1MM2COPPERCRIMPING | 3200 | 800 | 0.004722% | 1
9 | CBL SCKT;TUBE1.5MM2COPPERCRIMPING | 3200 | 800 | 0.004722% | 1
10 | UNIVERSAL RAIL MOUNTING TERMINAL4 SQMM | 9576 | 800 | 0.01413% | 1
11 | CBL SCKT;TUBE6MM2COPPERCRIMPING | 4800 | 800 | 0.007083% | 1
12 | CBL SCKT;TUBE2.5MM2COPPERCRIMPING | 4000 | 800 | 0.005903% | 1
13 | CBL SCKT;TUBE4MM2COPPERCRIMPING | 4800 | 800 | 0.007083% | 1
14 | ArtPaper4ColorDigi.singlemorethan50 | 4322.5 | 650 | 0.006379% | 1
15 | TAG;CAUTION TAG-RED RED ONE SIDEWHITE | 3000 | 600 | 0.004427% | 1
16 | UNIVERSAL RAIL MOUNTING TERMINAL10SQMM | 9078 | 600 | 0.0134% | 1
17 | LT CBL;101.5MM2ANNEALED TINNED COPPER | 50000 | 500 | 0.07379% | 1
18 | LUMR;WELL GLASS29WAC140 - 270VNO | 465000 | 500 | 0.6862% | 3
19 | TERMINAL BLOCK PHOENIX CONTACT ELECTRI | 10000 | 500 | 0.01476% | 1
20 | LT CBL;42.5MM2COPPER | 100000 | 500 | 0.1476% | 1
21 | MESRG ISNT;PAPER TYPE TEMPERATURE STICK | 40000 | 500 | 0.05903% | 1
22 | LT CBL;44MM2COPPER | 125000 | 500 | 0.1845% | 1
23 | FLXBL CNDUIT1-1/2PVCFLEXIBLENO ACCE | 42500 | 500 | 0.06272% | 1
24 | LT CBL;4X2X0.750.75MM2COPPERHR PVC | 83000 | 500 | 0.1225% | 1
25 | BOLT ;HEX HEAD4MM15MM70SS304 | 4000 | 500 | 0.005903% | 1
26 | LUMR;TUBE T813WAC140 - 270VNOYES | 93750 | 500 | 0.1383% | 2
27 | LAB ACCS;ANTI-STATIC BAG-ELECTRONIC LAB | 27362 | 500 | 0.04038% | 4
28 | UNIVERSAL RAIL MOUNTING TERMINAL6 SQMM | 6365 | 500 | 0.009393% | 1
29 | INSULATING MATLTAPEADHESIVE (PVC)19MM | 3289.5 | 450 | 0.004854% | 1
30 | 3M White Sticker Board | 154600 | 450 | 0.2281% | 3
31 | BOLT ;SLOTTED HEX HEAD5MM40MM8.8 | 9000 | 400 | 0.01328% | 2
32 | LT CBL;18 2.5 MM2COPPER SPECL POLY | 675680 | 400 | 0.9971% | 2
33 | N/W PASSIVE DEVICE FO CABLE | 16244 | 400 | 0.02397% | 1
34 | CBL SCKTRING35MM2COPPERCRIMPING6.6K | 11000 | 400 | 0.01623% | 2
35 | 3.3KV ELECT INSULATING MATWITH PASTING | 300000 | 400 | 0.4427% | 1
36 | BOLT ;SLOTTED HEX HEAD4MM40MM8.8 | 8800 | 390 | 0.01299% | 2
37 | CBL SCKTRING16MM2COPPERCRIMPINGUP T | 4025 | 350 | 0.00594% | 2
38 | FLXBL CNDUIT2PVCFLEXIBLENO ACCESSOR | 30000 | 300 | 0.04427% | 1
39 | SPL CBL;4 PAIR TWISTED SCREENED CABLE | 33900 | 300 | 0.05003% | 1
40 | ORS POWDER SACHETS OF 21 GMS. NOS | 1185 | 300 | 0.001749% | 2
41 | LT CBL;41.5MM2COPPERHR PVC | 60000 | 300 | 0.08854% | 1
42 | FLXBL CNDUIT1PVCFLEXIBLENO ACCESSOR | 27000 | 300 | 0.03984% | 1
43 | ECL - OMRON RELAY | 56700 | 270 | 0.08367% | 2
44 | ELECT CNNTR;FEMALEPROXIMITY CONNECTOR | 183285.95 | 258 | 0.2705% | 6
45 | GLND CBL;DOUBLE COMPRESSIONBRASS25MM | 25000 | 250 | 0.03689% | 1
46 | DSL INSULATOR ENGINEERING SPARES OF IND | 70000 | 250 | 0.1033% | 1
47 | GLND CBL;DOUBLE COMPRESSIONBRASS28MM | 30000 | 250 | 0.04427% | 1
48 | GLND CBL;DOUBLE COMPRESSIONBRASS32MM | 42500 | 250 | 0.06272% | 1
49 | GLND CBL;DOUBLE COMPRESSIONBRASS35MM | 52500 | 250 | 0.07747% | 1
50 | GLND CBL;DOUBLE COMPRESSIONBRASS12MM | 17500 | 250 | 0.02582% | 1
51 | GLND CBL;DOUBLE COMPRESSIONBRASS16MM | 16250 | 250 | 0.02398% | 1
52 | IND LAMP;RED 230 VACINDICATION LAMP | 153860.8 | 230 | 0.2271% | 6
53 | LT CBL;8 NOT APPLICABLE COPPER 4 | 123808 | 200 | 0.1827% | 1
54 | SW GR&CB SPRAUX CONTACTABBCONTACTORC | 24168 | 200 | 0.03567% | 1
55 | BOLT ;HEX HEAD4MM50MM80 | 1400 | 200 | 0.002066% | 1
56 | LAMP;INFRA RED3800WNORMAL415VAC | 775750 | 200 | 1.145% | 1
57 | BOLT ;SLOTTED HEX HEAD6MM40MM8.8 | 4000 | 200 | 0.005903% | 2
58 | BOLT ;HEX HEAD3MM25MM80SS304 | 1200 | 200 | 0.001771% | 1
59 | EL CNCTR;MALE AND FEMALE GENERAL PURPOS | 110000 | 200 | 0.1623% | 1
60 | CBL SKT;RING 16 MM2COPPER CRIMPING 1 | 3000 | 200 | 0.004427% | 2
61 | CANTEEN EDIBLES ( milk ) | 91486.32 | 200 | 0.135% | 11
62 | CONT BLK;ELECTRICAL PANELTEKNICNO1 | 7600 | 200 | 0.01122% | 1
63 | BOLT ;HEX HEAD5MM25MM80SS304 | 2000 | 200 | 0.002951% | 1
64 | SPM - CABLE FOR COIL CAR ENCODER | 76980 | 200 | 0.1136% | 1
65 | GLND CBL;DOUBLE COMPRESSIONBRASS19MM | 15000 | 200 | 0.02214% | 1
66 | HCKSAW BLD;150 MM,HIGH SPEED STEEL ,6. | 3100 | 200 | 0.004575% | 1
67 | INSLTG MTR;HT TAPE PVC FLAME RESISTANT | 47770 | 170 | 0.07049% | 2
68 | LT CBL;1 PVC-ST2-FRLSH COPPER 35 | 56000 | 160 | 0.08264% | 4
69 | SPARE WHEEL DELACHAUX 8479 CRD SPA | 438072 | 160 | 0.6465% | 1
70 | FUSE;HBC AC 660 V200 A80 KANO SPECI | 80000 | 160 | 0.1181% | 1
71 | FUSE;HRC AC 500 V100 A80 KANO NO S | 80000 | 160 | 0.1181% | 1
72 | RELAY;ELECTROMECHANICALGENERAL PURPOSE | 22500 | 150 | 0.0332% | 1
73 | LUMR;FLOOD LIGHT150WAC140 - 270VNO | 711736 | 140 | 1.05% | 2
74 | PUSH BTTN;ILLUMINATEDREDSCHNEIDER | 40355.4 | 135 | 0.05955% | 2
75 | PUSH BTTN;ILLUMINATEDGREENSCHNEIDER | 39875.4 | 135 | 0.05884% | 2
76 | PWR DSTBN PNL;POWER COLLECTOR ENGINEER | 223750 | 125 | 0.3302% | 1
77 | CAPACITOR;ALUMINIUM ELECTROLYTIC2.5uF | 2220 | 120 | 0.003276% | 1
78 | 4WAYEXTENSION BRD | 80000 | 100 | 0.1179% | 1
79 | SW GR&CB SPR;FUSE TERMINALPHOENIX | 10000 | 100 | 0.01476% | 1
80 | ALCOHOL RUBIN STERILE HAND DIS 500 MLN | 9000 | 100 | 0.01328% | 1
81 | DIODESWITCHING1000V3ADO-201ADUF5408 | 15000 | 100 | 0.02214% | 1
82 | EL BOX;JUNCTION BOX 415 VBASE OUTDOOR | 50000 | 100 | 0.07379% | 1
83 | CONT BLK;ELECTRICAL PANELTEKNIC1NO | 3800 | 100 | 0.005608% | 1
84 | GOGGLS;ANTI FOG GOGGLES 2 MMPOLYCARB | 12000 | 100 | 0.01771% | 1
85 | PUSH BTTN;EMERGENCY PUSH BUTTONRED | 61119 | 100 | 0.09019% | 2
86 | PAINTSPECIAL;Z109 NEUGENIC | 99750 | 95 | 0.1472% | 1
87 | SUGAR | 3873.83 | 92 | 0.005717% | 9
88 | EDIBLE;GLUCON D500 GMS PACKET | 8366.6 | 90 | 0.01235% | 1
89 | POWER COLLECTOR ENGINEERING SPARES OF I | 193050 | 90 | 0.2849% | 3
90 | VISOR;205 X 390 MM1 MMCLER VISON POL | 24800 | 80 | 0.0366% | 3
91 | LAMP;TUBE LIGHT36W2PIN230VAC | 95775 | 80 | 0.1413% | 1
92 | E-SATHERM PLATE SKPL SU/SP0010/010 | 75000 | 75 | 0.1107% | 1
93 | LV HAND GLOVES;8 | 79246.1 | 70 | 0.1169% | 5
94 | DRIVE ISOLATOR HANDLE | 49010 | 65 | 0.07232% | 2
95 | VISOR;205 X 390 MM1 MMCLEAR POLYCARB | 14025 | 65 | 0.0207% | 2
96 | PROXIMITY;INDUCTIVE SENSOR14MM10-30V | 440000 | 65 | 0.6493% | 1
97 | CANTEEN EDIBLES TATA TEA | 28036.02 | 64 | 0.04137% | 1
98 | BATTERY;SMFUPS12V26AMHBOLT- ON50oC | 104320 | 64 | 0.1539% | 11
99 | BATTERYSMFUPS12V65AMHBOLT-ON50-CN | 288000 | 64 | 0.425% | 1
100 | EL CNCTR;FEMALE COMMUNICATION 9 50 V | 6000 | 60 | 0.008854% | 2
101 | EL CNCTR;D TYPE COMMUNICATION 9 50 V | 6000 | 60 | 0.008854% | 2
102 | LV HAND GLOVES;10 | 56846.1 | 55 | 0.08389% | 4
103 | THRMPCL;CROMEL + ALUMINA SS 316 0.35 | 151250 | 55 | 0.2232% | 1
104 | PLC SPR;TERMINAL MODULEABBTU830V1 | 578772.72 | 54 | 0.8541% | 2
105 | POWER SUPPLY;240VAC12VDC2A | 16320 | 52 | 0.02408% | 3
106 | VISOR;250 MM X 175 MM (W X H) MMNA S | 22500 | 50 | 0.0332% | 1
107 | O-RING;VITON 270 MM5 MM280 MM70 | 25000 | 50 | 0.03689% | 1
108 | ELECT BOX;JUNCTION BOXUP TO 1.1KVWALL | 35000 | 50 | 0.05165% | 1
109 | LAMPHALOGEN500WR-7220-240VWITH QUAR | 2250 | 50 | 0.00332% | 1
110 | RELAYNO MODIFIERSIEMENS PLC99%PLUG I | 10000 | 50 | 0.01476% | 2
111 | CAT6 RJ45 JACK MALE UNSHIELDED | 441.5 | 50 | 0.0006515% | 1
112 | CNTRLR;JOYSTICK CONTROLLER 220 VACDIGI | 225257.6 | 49 | 0.3324% | 3
113 | STRETCH WRAPPING FILM PLASTIC 150 MM X | 13950 | 45 | 0.02059% | 1
114 | WATER BOTTLE MILTON ANY STAINLESS STE | 10263 | 44 | 0.01515% | 2
115 | CBL SCKT;SHORT BARREL FLAT240MM2 | 8000 | 40 | 0.01181% | 1
116 | SWTCH SLCTR;16A3 SPRING RETURN415VNO | 48000 | 40 | 0.07083% | 1
117 | Spring Return Switch | 38438.4 | 40 | 0.05672% | 1
118 | INDICATOR;4-20MA7 SEGMENT DISPLAY | 55400 | 38 | 0.08175% | 3
119 | IND LAMP;WHITE 230 VACEMERGENCY LIGHT | 280000 | 35 | 0.4132% | 4
120 | LV HAND GLOVES;9 | 30948.7 | 35 | 0.04567% | 2
121 | CRBN BRSH;EG14SIGNODE | 616000 | 32 | 0.909% | 4
122 | THRMPCL;CHROMEL ALUMEL SS 316 0.5 M | 99200 | 31 | 0.1464% | 1
123 | SPL INST;THERMOSTAT 63 DEGREE CENTIGRA | 15000 | 30 | 0.02214% | 1
124 | SLIPPERS FOR CONTROL ROOM | 4800 | 30 | 0.007083% | 1
125 | PUSH BTN;ILLUMINATED PUSH BUTTON RED A | 225000 | 30 | 0.332% | 1
126 | SPL INST;THERMOSTAT 52 DEGREE CENTIGRA | 15000 | 30 | 0.02214% | 3
127 | MCCB;32A3415V50KAAC50HZ1NO+1NC | 194025 | 30 | 0.2863% | 1
128 | SANITIZER REFILLPRODUCT CODE: 572004 | 58996 | 28 | 0.08706% | 1
129 | SWTCH SLCTR;10A3 SPRING RETURN110VNO | 210238.64 | 26 | 0.3103% | 2
130 | CTRL TRF;0.15 KVATHREE DRY 415 V | 47000 | 25 | 0.06936% | 1
131 | RELAY;NUMERICALMOTOR PROTECTION+/-2% | 925000 | 25 | 1.365% | 1
132 | LV ARC FLASH JACKET (MEDIUM)COLOUR:BLUE | 19500 | 25 | 0.02878% | 1
133 | Antifog goggles | 4650 | 25 | 0.006862% | 2
134 | RED & WHITE CONSPICUITY ROLL981-3263M | 100000 | 25 | 0.1476% | 1
135 | FUSE;HRC AC 500 V50 A125 KAYES NO | 39000 | 24 | 0.05755% | 2
136 | WRLSS GATWY DVC;TRANSCEIVERPHOENIX | 812100 | 24 | 1.198% | 2
137 | CONTROLLER;JOYSTICK CONTROLLER500VAC | 610000 | 22 | 0.9002% | 2
138 | EXTN BRD;CABLE REEL25M3C X 2.5MM2 | 180039.6 | 20 | 0.2657% | 2
139 | HRC FUSE 6 AMPERES | 1416.8 | 20 | 0.002091% | 1
140 | RELAYNO MODIFIERMOTOR PROTECTION IN VF | 40000 | 20 | 0.05903% | 1
141 | HF FUSE 25ASF90152L&T | 1416.8 | 20 | 0.002091% | 1
142 | SLDRNG WIRE;SOLDERING WIRE18SWG | 9437.4 | 20 | 0.01393% | 1
143 | PROXIMITY;INDUCTIVE SENSOR15MM10-30V | 120000 | 20 | 0.1771% | 3
144 | HCKSAW;MANUAL ,D ,STEEL ,150 MM,BI-M | 1400 | 20 | 0.002066% | 2
145 | FUSE;SEMICONDUCTOR100A690V200KAYES | 16000 | 20 | 0.02361% | 1
146 | FUSE;SEMICONDUCTOR63A690V200KAYES | 10000 | 20 | 0.01476% | 2
147 | BRKE ACC;BRAKE SHOE WITH LINERBCHBCH | 140560 | 20 | 0.2074% | 1
148 | POWER DISTRIBUTION ACCESSORIES | 99980 | 20 | 0.1475% | 1
149 | FIELD SNSR;PHOTO SENSORBALLUFF24VDC | 219300 | 20 | 0.3236% | 2
150 | LMT SWTCH;LEVER LIMIT SWITCHCONTINUOUS | 85000 | 20 | 0.1254% | 1
151 | EL T&M INST | 137000 | 20 | 0.2022% | 1
152 | SCRDRIVE X HD;5.0X0.6 MM125 MM230 MMMOL | 10000 | 20 | 0.01476% | 1
153 | FUSE;SEMICONDUCTOR550A690V200KAYES | 54600 | 18 | 0.08057% | 1
154 | CONFIGURATION MEMORY PHOENIX 2902814 | 108000 | 18 | 0.1594% | 2
155 | WIRELESS GTWY;ANTENNA PHOENIX RAD-ISM- | 93600 | 18 | 0.1381% | 1
156 | PROXIMITYINDUCTIVE SWITCH15MM10-36VI | 65091.6 | 18 | 0.09606% | 2
157 | PROXMTY;INDUCTIVE 20 MM10-36 VIP67 | 110000 | 18 | 0.1623% | 2
158 | FIELD SNSR;PHOTO SENSORIFM10-36VDC | 120400 | 17 | 0.1777% | 2
159 | HOOTER;ELECTRONICSINGLE1KM220VSTEEL | 92816.8 | 16 | 0.137% | 1
160 | NW SPARES;HHT BATTERY 82-111734-01 | 160000 | 16 | 0.2361% | 2
161 | LMT SWTCH;ROTARYHEAVYSWITCHING4A | 330000 | 16 | 0.487% | 1
162 | SEMI FUSE20A1KV125KAYES78.5 X 60 X | 16000 | 16 | 0.02361% | 5
163 | LOAD CELL SPR | 1350000 | 16 | 1.992% | 1
164 | CAMERA FOR INSPECTION STANDARD | 12800 | 16 | 0.01889% | 2
165 | SWTCH SLCTR;10A4POLE4WAY415VNO50oC | 5250 | 15 | 0.007747% | 1
166 | SPL INST;RTD PT-100 3 WIRE SIMPLEX E | 7500 | 15 | 0.01107% | 1
167 | SLTD SCRW DRIVER;2.5 MM0.8 MM50 MM150 M | 6000 | 15 | 0.008854% | 2
168 | LMT SW;ROLLER LEVER HEAVY DUTY NOSCO | 150000 | 15 | 0.2214% | 3
169 | CRBN BRSH;EG14DELACHAUX | 314100 | 15 | 0.4635% | 1
170 | PROGRAMMABLE HOOTER WITH FLASHER | 52578.9 | 15 | 0.07759% | 1
171 | FUSE;SEMICONDUCTOR315A690V200KAAC | 37500 | 15 | 0.05534% | 1
172 | CBL SCKTSHORT BARREL FLAT240MM2COPPER | 7500 | 15 | 0.01107% | 1
173 | FIELD SNSRINDUCTIVEIFM10-30VDC250MA | 165307.12 | 15 | 0.2439% | 1
174 | PHOTOELECTRIC SENSOR BALLUFF COIL CAR | 206288 | 14 | 0.3044% | 2
175 | FIELD SNSR;MAGNETIC RING FOR LDT | 64000 | 14 | 0.09445% | 2
176 | WRLESS DVCE SPR;I/O EXTENSION MODULE | 350000 | 14 | 0.5165% | 2
177 | SPL INST;MICRO PRISMATIC SHEET WHITE C | 136000 | 13 | 0.2007% | 2
178 | FUSE;CARTRIDGE AC 690 V25 A71 KAYES | 36000 | 12 | 0.05313% | 1
179 | FUSE;CARTRIDGE AC 690 V1250 A200 KA | 72000 | 12 | 0.1063% | 1
180 | SPL INST;HUMIDITY CUM TEMP CONTROLLER H | 84000 | 12 | 0.124% | 3
181 | FUSE;SEMICONDUCTOR350A660V200KAYES | 36000 | 12 | 0.05313% | 1
182 | ED USER COM SPRBLACK ON WHITE TAPE CART | 19400 | 12 | 0.02863% | 1
183 | FIELD SNSR;PHOTO SENSORTELCO24VDC | 180000 | 10 | 0.2656% | 1
184 | ED USER COM SPR;TRI COLOR CARTRIDGE | 7320 | 10 | 0.0108% | 1
185 | OPTL PHTSNSR;RETRO-REFLECTIVE SENSOR L | 100000 | 10 | 0.1476% | 1
186 | PROXMTY;INDUCTIVE 40 MM10-30 VIP65 | 60000 | 10 | 0.08854% | 1
187 | PROXIMITY;INDUCTIVE SENSOR10MM20-250V | 50000 | 10 | 0.07379% | 5
188 | WRLESS DVCE SPRPALMICGM300/950MOTOROL | 20000 | 10 | 0.02951% | 1
189 | SPL INST;VALVE CONNECTOR RECTANGULAR 3 | 3500 | 10 | 0.005165% | 1
190 | FIELD SNSRDIFFUSE REFLECTIONIFM ELECTR | 100000 | 10 | 0.1476% | 1
191 | P.B SR71release for 3P ACB with CT | 971390 | 10 | 1.433% | 1
192 | SAFETY ALARM FOR CRANE | 6852.6 | 10 | 0.01011% | 1
193 | CRMP WRNCH;CABLE LUG 0.5-6 MM2YES UPT | 7000 | 10 | 0.01033% | 1
194 | CNTCR;32 A2 230 VDCPOWER 750 VDCDC | 120000 | 10 | 0.1771% | 1
195 | OPTL PHSNSR;SENSORLAZERRED10 TO 30 | 65000 | 10 | 0.09592% | 5
196 | LAMP;LED TUBE30W2PIN230VAC | 20000 | 10 | 0.02951% | 1
197 | FIELD SNSR;PHOTO SWITCHALLEN BRADELEY | 80000 | 10 | 0.1181% | 1
198 | SHEET PROTECTOR (PACK OF 100) (A4-Size) | 1450 | 10 | 0.00214% | 1
199 | FUSE;HRC AC 415 V63 A80 KA14X51 MM | 10000 | 10 | 0.01476% | 1
200 | SLCTR SW;5 A1P 3POSITION 230 VNO 55 | 50000 | 10 | 0.07379% | 1
201 | FIELD SNSR;PHOTO SENSOROMRON24VNO/NC | 120000 | 10 | 0.1771% | 1
202 | TWST DRLL;10.8MMMORSE TAPER94MM175MM | 5000 | 10 | 0.007379% | 2
203 | LMT SW;MICRO SWITCH CONTINUOUS CONTA | 9000 | 10 | 0.01328% | 1
204 | TWST DRLL;114MM156MM12.5MMSTRAIGHT | 5000 | 10 | 0.007379% | 1
205 | TEST LEAD SET. | 14750 | 10 | 0.02177% | 1
206 | ED USER COM SPR;BLACK CARTRIDGEPRINTER | 6312 | 10 | 0.009315% | 1
207 | OFFC ACCS;UMBRELLA | 2100 | 10 | 0.003099% | 1
208 | FIELD SNSR | 195000 | 10 | 0.2878% | 1
209 | FIELD SNSR;PHOTO SENSORTELCO24V | 100000 | 10 | 0.1476% | 1
210 | COMN MODM;RS 232 TO RS 422/485 CONVERTER | 230000 | 10 | 0.3394% | 1
211 | SLDRNG WIR;SOLDERING WIRE 24 SWG60% | 5000 | 10 | 0.007379% | 1
212 | FIELD SNSRLASERSICK10-30VDC4-20MAWL | 409160 | 10 | 0.6038% | 1
213 | PROXMTY;INDUCTIVE 8 MM10-30 VIP65 | 95000 | 10 | 0.1402% | 1
214 | PROXIMITY;INDUCTIVE SENSOR15MM20-250V | 80000 | 10 | 0.1181% | 1
215 | ENCODER;TACHO GENERATORBAUMER HUBNER | 695000 | 9 | 1.026% | 3
216 | SPL INST;TEMP. PROGRAM CONTROLLER I/P - | 288000 | 9 | 0.425% | 2
217 | ENCODER;INCREMENTAL ROTARY ENCODER | 618759.4 | 9 | 0.9131% | 2
218 | FLD SNSR;ULTRASONIC LEVEL PEPPERL+FUCH | 182852 | 9 | 0.2698% | 2
219 | TABLET;WINMATE M133W TABLET PC WLAN/BL | 2121735.74 | 8 | 3.131% | 2
220 | SPL LGHT;LED TRAFFIC GREEN NO NO 220 | 40000 | 8 | 0.05903% | 2
221 | SPL INST;ULTRASONIC LEVEL CONTROLLER 1 | 150820 | 8 | 0.2226% | 2
222 | ED USER COM SPR;2 TB PORTABLE HARD DISK | 43576 | 8 | 0.06431% | 4
223 | FUSE;HRC AC 690 V1250 A200 KAY | 40000 | 8 | 0.05903% | 1
224 | FIELD SNSR;PHOTO SWITCHALLEN BRADELLY | 51200 | 8 | 0.07556% | 1
225 | OPTO AMPLIFIER RAJDEEP INDUSTRIAL AN | 80000 | 8 | 0.1181% | 1
226 | SEMI FUSE50A660V200KASIZE 000ACNO | 9600 | 8 | 0.01417% | 2
227 | POWER PACK WITHOUT DELAY RAJDEEP INDUS | 40000 | 8 | 0.05903% | 1
228 | ELTRNC CARD;INVERTER | 3200000 | 8 | 4.722% | 1
229 | STRTR MOTR;30.1KW415V | 32000 | 8 | 0.04722% | 1
230 | MESRG ISNT;ELECTRONICS MOTOR CHECKER E | 127000 | 8 | 0.1874% | 1
231 | FUSE;HRC SEMICONDUCTOR630A690V100KA | 40000 | 8 | 0.05903% | 5
232 | DCS SPRFL CAT6 PATCHPHOENIXPART NO : | 20258 | 8 | 0.0299% | 1
233 | PROXMTY;INDUCTIVE 15 MM12-48 VIP67 . | 48000 | 8 | 0.07083% | 1
234 | OPTL PHTSNSR;THROUGH BEAM PHOTOELE. SENS | 40000 | 8 | 0.05903% | 1
235 | VC SPR;SLIDE CHANGER CUM POINTERNOS | 13800 | 8 | 0.02036% | 1
236 | DRIVE MODL;45 KWABB ACS880 415 VACS880 | 4480000 | 8 | 6.611% | 1
237 | SOFTWARE;TRUE IMAGE ACRONIS CLIENT LIC | 30400 | 8 | 0.04486% | 1
238 | DOOR LOCK THYSSENKRUPP LIFT THYSSE | 31500 | 7 | 0.04648% | 1
239 | RELAY;ELECTRONICTRANSFORMER PROTECTION | 132000 | 7 | 0.1948% | 2
240 | NW SPARES;HHT CRADLE CHARGER CRD9000-10 | 180000 | 6 | 0.2656% | 2
241 | SFTY FLAG | 12000 | 6 | 0.01771% | 1
242 | DISPLAY;8 IN90-230 VACDIGITAL 60 WET | 240000 | 6 | 0.3542% | 1
243 | POWER SUPPLY240VAC24VDC2A2938730PHO | 48000 | 6 | 0.07083% | 1
244 | WRLESS DVCE SPR;ANTENNA CABLE2702140 | 29340 | 6 | 0.0433% | 1
245 | CCTV VARIFOCAL LENS SAMSUNG SLA-550DV | 30000 | 6 | 0.04427% | 1
246 | PLC SPR;ANALOG OUTPUT MODULEPHOENIX | 142218 | 6 | 0.2099% | 1
247 | O-RING;VITON 235 MM5 MM245 MM70 | 3000 | 6 | 0.004427% | 1
248 | EL ISLTR;MANUALLY 500 V2 NOS32 A230 | 6480 | 6 | 0.009563% | 1
249 | CONTOL PANEL FOR SENSOR VIRTUAL O1D105 | 120840 | 6 | 0.1783% | 1
250 | WALKIE TALKIE;HANDHELD TWO WAY1612HR | 150000 | 6 | 0.2214% | 1
251 | CCTV CAMERA ADAPTER ANY REPUTED ANY | 4800 | 6 | 0.007083% | 1
252 | WRLESS DVCE SPR;PANELPA25696 | 75222 | 6 | 0.111% | 1
253 | NW SPARES;HHT CRADLE ADAPTER HP-A0502R3 | 210000 | 6 | 0.3099% | 1
254 | TYPE-LL1AC11 AT 415V DC11 AT 230V | 9216 | 6 | 0.0136% | 1
255 | PLC SPR;ANALOG INPUT MODULEPHOENIX | 142074 | 6 | 0.2097% | 1
256 | FIELD SNSRDISTANCESICK10-30VDC4-20MA | 365000 | 5 | 0.5386% | 1
257 | WIRELESS GTWY;INDUSTRIAL COMM. GATEWAY | 200000 | 5 | 0.2951% | 2
258 | 800A SPECTRONIC RELEASE RMS7 GE AIR | 395000 | 5 | 0.5829% | 1
259 | SANITIZER DISPENSERCODE: 272012PURELL | 40535 | 5 | 0.05982% | 1
260 | SLDRG STN;PRINTED CIRCUIT 25 W230 VAC | 12500 | 5 | 0.01845% | 1
261 | BATTERY;LITHIUM IONPOWER BACK UP3.6V | 3150 | 5 | 0.004648% | 1
262 | OFFC ACCS;WIRELESS MOUSE {HP X3500} | 3189 | 5 | 0.004706% | 1
263 | IP-55POWDER COATED BOX300x300x200 MM | 9650 | 5 | 0.01424% | 1
264 | ELTRNC CARDPLCFRONT CONNECTORSIEMENS | 22500 | 5 | 0.0332% | 1
265 | CAT 6 Patch Cord - 2 Mtr | 700 | 5 | 0.001033% | 1
266 | SLIPPERS FOR CONTROL ROOMANY | 800 | 5 | 0.001181% | 1
267 | LV ARC FLASH JACKET (LARGE)COLOUR:BLUE | 3900 | 5 | 0.005755% | 1
268 | LMT SW;ROLLER LEVER HEAVY NORMALY OP | 7500 | 5 | 0.01107% | 1
269 | PROXIMITY;INDUCTIVE SENSOR20MM10-30V | 30000 | 5 | 0.04427% | 1
270 | FIELD SNSR;PHOTO SENSORIFM10 - 30VDC | 30000 | 5 | 0.04427% | 1
271 | CAT 6 Patch Cord - 15 Mtr | 4725 | 5 | 0.006973% | 1
272 | NW SPARES;NETWORK CONTROLLER ETHIO 2.0 | 80000 | 5 | 0.1181% | 1
273 | FIELD SNSR;ULTRASONIC SWITCHES | 140000 | 4 | 0.2066% | 1
274 | Metallic Spiral Binding upto 100 sheets | 28.88 | 4 | 4.262e-05% | 1
275 | LV VFD;32 ACROSS TRAVEL THREE 415 V | 1540000 | 4 | 2.273% | 1
276 | ELECTRIC KETTLE 1.8 LTR MAKE : MAHARAJA | 6380 | 4 | 0.009415% | 2
277 | VISUALS;STOP ALUMINIUM ALLOYS 63*27* | 391200 | 4 | 0.5773% | 1
278 | DRIVE MODL;32AABBACS880415V | 1560000 | 4 | 2.302% | 2
279 | RTD;SIMPLEX PT100 3WIRE +/-0.05 % | 3200 | 4 | 0.004722% | 1
280 | PNMTC SYS SPR;PRESSURE SWITCHNORGREN | 18000 | 4 | 0.02656% | 2
281 | AC MOTR;1.5KW415 V AC +10/-15% | 37000 | 4 | 0.0546% | 1
282 | POWR SPLY;220VAC100KV200MA | 1583860 | 4 | 2.337% | 1
283 | BRAKE;150MMELECTROMAGNETICDRUM | 142464 | 4 | 0.2102% | 1
284 | DRIVE MODL;60 KVAABB ACS880 415 VACS88 | 4800000 | 4 | 7.083% | 1
285 | WELDER FLEXIB COPP LINK MECHELONIC ENG | 148000 | 4 | 0.2184% | 1
286 | PROPORTIONAL VALVE CONTROL PROPORTIONA | 310000 | 4 | 0.4575% | 2
287 | HND OPTD TRLY;200 KGMANUAL BALL BEARIN | 47911.92 | 4 | 0.0707% | 1
288 | COMTR SPR;STEREO SPEAKER SETLOGITECH | 3040 | 4 | 0.004486% | 1
289 | ELTNC CARD;PLCPOWER SUPPLY CARD | 90000 | 3 | 0.1328% | 1
290 | TRUE RMS DMM INDUSTRIAL WITH BACKLIGHT & | 49680 | 3 | 0.07331% | 1
291 | ELCT T&M INST;HAND HELD VIBROMETER908 | 72072.5 | 3 | 0.1064% | 2
292 | ELTRNC CARD;INVERTER TRIPPING CONTROL | 120000 | 3 | 0.1771% | 1
293 | FIELD SNSR;POSITION TRANSDUCERBALLUFF | 255000 | 3 | 0.3763% | 1
294 | FIELD SNSR;LEVEL SWITCH | 7252.5 | 3 | 0.0107% | 1
295 | BRKE ACC;WEDGEBCHBCHPD-3026-15 | 3000 | 3 | 0.004427% | 1
296 | PLC SPR;FRONT CONNECTORSIEMENS | 75000 | 3 | 0.1107% | 1
297 | COMTR SPR;BLACK COLOUR CATRIDGEHP | 25296 | 3 | 0.03733% | 1
298 | HOOTER;ELECTRONICSINGLE500M220V | 16500 | 3 | 0.02435% | 1
299 | TRUE-RMS METER FOR PRECISE MEASUREMENT | 49680 | 3 | 0.07331% | 1
300 | HOTR;ELECTRONIC SINGLE 100 DB AT 1 M | 24168 | 3 | 0.03567% | 1
301 | FIELD SNSR;PROXIMITY SWITCHIFM | 19500 | 3 | 0.02878% | 1
302 | SPL MOTR;TONG OPEN CLOSE MOTORUIKER | 123973.2 | 3 | 0.1829% | 1
303 | FIELD SNSR;PROXIMITYTELCO10 - 30VDC | 25500 | 3 | 0.03763% | 1
304 | LV ARC FLASH JACKET (XL)COLOUR:BLUE | 2340 | 3 | 0.003453% | 2
305 | FIELD SNSR;TEMPOSONICMTS SENSORS24VDC | 570000 | 3 | 0.8412% | 1
306 | END MODULE WAGO 750-600 | 4812 | 3 | 0.007101% | 3
307 | EPC ALTERN LIGHT TRANSMITTER EMG EPC S | 718650 | 3 | 1.061% | 1
308 | TAP;NO SPECIAL FEATURES RIGHT HAND M3- | 30000 | 3 | 0.04427% | 1
309 | SPL MOTR;SCRAP BALLER MOTOR SEW EURO D | 320000 | 2 | 0.4722% | 1
310 | FIELD SNSR;POTENTIOMETER -PF7 | 30000 | 2 | 0.04427% | 1
311 | 16-CHANNEL DIGITAL OUTPUT WAGO 750-150 | 23348 | 2 | 0.03445% | 1
312 | SFTY JCKT;HT ELECTRIC ARC FLASH SUIT KIT | 80000 | 2 | 0.1181% | 1
313 | DRIV SPR;BRANCHING UNITEABB | 279400 | 2 | 0.4123% | 2
314 | COOLING FAN EBMPAPAST ACS800-704-0640- | 100000 | 2 | 0.1476% | 1
315 | N/WPASSIVE DEVICE NETWORK RACK | 38954.98 | 2 | 0.05749% | 1
316 | RS-485 SERIAL INTERFACE WAGO 750-653/0 | 46012 | 2 | 0.0679% | 1
317 | ENCODER;ABSOLUTE ROTARY ENCODER | 160000 | 2 | 0.2361% | 1
318 | SFU;600 A4 1000 VACAC3 4 4 YES YE | 1100000 | 2 | 1.623% | 1
319 | UTLTY TOOLS;LADDER | 5984 | 2 | 0.008831% | 1
320 | ENCODR;ABSOLUTE ROTARY ENCODER SICK DF | 150000 | 2 | 0.2214% | 1
321 | SPL MOTR;0.55KW 54RPM GEARED MOTOR | 120000 | 2 | 0.1771% | 1
322 | INSTRMNT MSRNG;LASERTHERMOMETERFLUKE | 6400 | 2 | 0.009445% | 1
323 | HYDRAULIC AMPLIFIER CARD REXROTH VT-V | 160000 | 2 | 0.2361% | 1
324 | ENCODER;TACHO GENERATORBAUMER | 191000 | 2 | 0.2819% | 1
325 | NW TRVR;SFP 100BASE-FX(D-LINK/DIGISOL) | 8750 | 2 | 0.01291% | 1
326 | PFC200 CONTROLLER WAGO 750-8202/025-00 | 36184 | 2 | 0.0534% | 1
327 | POWR SPLY;110VAC130KV3MA | 1369200 | 2 | 2.021% | 1
328 | ELECTRONIC INSTTESTNG & MSRNGHAND HELD | 50000 | 2 | 0.07379% | 1
329 | ALL IN ONE LAPTOP STAND STANDARD GLA | 2718 | 2 | 0.004011% | 1
330 | ECO PRIMARY SMPS5A24 VDC WAGO 787-72 | 9680 | 2 | 0.01428% | 1
331 | FIELD SNSR;PRESSURE SWITCHHYDAC24VDC | 48000 | 2 | 0.07083% | 1
332 | PLC SPR;BUS CONNECTORSIEMENS | 20000 | 2 | 0.02951% | 1
333 | PWR DSTBN PNL;HV SHROUD FARA HVA2400 | 196000 | 2 | 0.2892% | 2
334 | BARCOD REDR;BARCODE SCANNER SYMBOL QR | 760000 | 2 | 1.122% | 2
335 | PLC SPR;PLC SSI MODULESIEMENS | 100000 | 2 | 0.1476% | 1
336 | LMT SWTCH;ROTARYHEAVYSNAP ACTION10A | 255520 | 2 | 0.3771% | 1
337 | SPL MOTR;CONICAL ROTOR BRAKE MOTOR DEMA | 151236 | 2 | 0.2232% | 1
338 | PLC SPR;DIGITAL INPUT MODULESIEMENS | 30000 | 2 | 0.04427% | 1
339 | AC MOTR;2.2KW415 V AC +10/-15% | 23000 | 2 | 0.03394% | 1
340 | LADDER FOLDABLE 6 FTFIBRE REINFORC | 34000 | 2 | 0.05017% | 1
341 | WIRELESS FOR CAMERA EXTREME AP7562 | 450000 | 2 | 0.6641% | 1
342 | LASER EYE SENSOR BANNER EDGE BAFFLE | 40000 | 2 | 0.05903% | 1
343 | HOOTER;ELECTRONICSINGLE400M24VDC | 14570 | 2 | 0.0215% | 1
344 | DRIVE SPRPROFIBUS DP MODULEABBRPBA-01P | 70000 | 2 | 0.1033% | 1
345 | KOOL TWISTER 5 LTRS MILTON | 1040 | 2 | 0.001535% | 1
346 | PLC SPR;COMMUNICATION MODULEABBCI801 | 76720 | 2 | 0.1132% | 1
347 | WRLESS DVCE SPR;USB DATA CABLE2903447 | 20000 | 2 | 0.02951% | 1
348 | INST SPR;PRESSURE SWITCHHYDAC | 40000 | 2 | 0.05903% | 1
349 | BARCOD REDR;ASSEMBLY INTERMEC VEHICLE | 500000 | 2 | 0.7379% | 1
350 | LADDER FOLDABLE 8 FTFIBRE REINFORC | 38000 | 2 | 0.05608% | 1
351 | NW SPARES;SC-SC FO PATCH CORD OS2 SM 3M | 3364.72 | 2 | 0.004965% | 1
352 | SINGLE GONG BELL APPROVED SIGNAL ALARM | 5000 | 2 | 0.007379% | 1
353 | PATCH CRD;CAT6 UTP 2 MDIGILINK/TYCO R | 505.28 | 2 | 0.0007456% | 1
354 | ELTNC CARD;CPCELECTRONIC BOARDEMG | 320000 | 2 | 0.4722% | 1
355 | 0V ARC FLASH JACKET (SMALL)COLOUR:BLUE | 1560 | 2 | 0.002302% | 1
356 | LFT SPR;CABIN FAN 300MM SWEEP | 15276 | 2 | 0.02254% | 1
357 | NW SPARES;CAT6 UTP TOOL-FREE I/O WITH FA | 238 | 1 | 0.0003512% | 1
358 | FIFE STRIP CENTER GUIDING EQPT MAXCESS | 1400000 | 1 | 2.066% | 1
359 | AC MOTR;200 KW380 VSQUIRREL CAGE MILL | 600000 | 1 | 0.8854% | 1
360 | SIMATIC S7-200 SMART CPU ST40 SIEMENS | 25000 | 1 | 0.03689% | 1
361 | NW SPARES;CAT-6 UTP FRPVC JACKET LSZH | 8505.28 | 1 | 0.01255% | 1
362 | AC MOTR;5.5KW415VACSQUIRREL CAGE | 24000 | 1 | 0.03542% | 1
363 | ELTNC CARD;MEASUREMENTECU 01.2 DISPLAY | 87835 | 1 | 0.1296% | 1
364 | LASER DISTANCE METER FERROTRON EOT CRA | 798500 | 1 | 1.178% | 1
365 | COMTR SPR;WIRELESS KEY & MOUSELOGITECH | 1013 | 1 | 0.001495% | 1
366 | AC MOTR;IE1 132 KW415 +/- 10% VSQUIRREL | 450000 | 1 | 0.6641% | 1
367 | SPL MACHINE TOOL;FERRULE MACHINE | 53000 | 1 | 0.07821% | 1
368 | ENCODER;INCREMENTAL ROTARY ENCODERBEI | 85000 | 1 | 0.1254% | 1
369 | NW SPARES;CAT-6 UTP PATCH CORD LSZH - 2 | 131 | 1 | 0.0001933% | 1
370 | BRAK;13 INELECTROMAGNETIC SHUNT DC SI | 98616.57 | 1 | 0.1455% | 1
371 | ELTNC CARD;EPC SPAREDISPLAY CARDEMG | 79850 | 1 | 0.1178% | 1
372 | CHN CNVYR;DRAG CHAINKABELSCHLEPP | 225548.75 | 1 | 0.3328% | 1
373 | COMTR SPR;LAPTOP LOCKREPUTEDLAPTOP | 790 | 1 | 0.001166% | 1
374 | DRIV SPR;CONTROL UNIT CU-240E-2SIEMENS | 16000 | 1 | 0.02361% | 1
375 | PROPORTIONAL VALVE CONTROL CARD HOLDER | 25000 | 1 | 0.03689% | 1
376 | SOFTWARE FOR OPC UA WAGO 2759-0101/111 | 180923 | 1 | 0.267% | 1
377 | PLC SPR;CONNECTORSIEMENS | 5000 | 1 | 0.007379% | 1
378 | EL T&M INST;PROFIBUS DIAGNOSTIC TOOL KIT | 420000 | 1 | 0.6198% | 1
379 | AIR CIRCUIT BREAKER 3200A(EDO)TYPE CN-3T | 340763.5 | 1 | 0.5029% | 1
380 | LV VFD;165KVAHOISTTHREE415V6 | 800000 | 1 | 1.181% | 1
381 | NW SPARES;CAT6 RJ45 JACK MALE UNSHIELDED | 6 | 1 | 8.854e-06% | 1
382 | CONTROL PANEL ABB 1SAP510100R0001 | 600000 | 1 | 0.8854% | 1
383 | SPL MOTR;EPC MOTOREMG AUTOMATION | 30000 | 1 | 0.04427% | 1
384 | SPL CBL;HIGH VOLTAGE CABLEPEA-BODY | 84760 | 1 | 0.1251% | 1
385 | SPL MOTR;SHUTTLE MOTOR | 200000 | 1 | 0.2951% | 1
386 | BRAKE ASSEMBLY INTORQ GMBH GERMANY DA | 100000 | 1 | 0.1476% | 1
387 | SPL TRF;WELDER WELDING TRANSFORMER MEC | 600000 | 1 | 0.8854% | 1
388 | ACB;3200A3AC690VFLUSH MOUNTING50HZ | 300000 | 1 | 0.4427% | 1
389 | L & T MAKE AIR CIRCUIT BREAKER | 246577.1 | 1 | 0.3639% | 1
390 | PLC PANEL TENSIOMETER PANEL UPGRADE | 218230.05 | 1 | 0.322% | 1
391 | SCADA SOFTWARE ADVANTECH WA-PRO-MA75 | 40000 | 1 | 0.05903% | 1
392 | CRANE SAFETY LED SPOT LIGHT II-SPOT-LED | 16500 | 1 | 0.02435% | 1
393 | CRMP WRNCH;LT CABLE LUG CRIPMPING 16 -3 | 5000 | 1 | 0.007379% | 1
394 | BRKE ACC;BRAKE COILBCHBCHPD-3026-15 | 30000 | 1 | 0.04427% | 1
395 | ELTRNC CARD;POWER SUPPLY | 40000 | 1 | 0.05903% | 1
396 | MOTOR PROTECTION RELAY | 37521 | 1 | 0.05537% | 1
397 | DRIVE MODL;7.5 KWSIEMENS SINAMICS G20 3 | 40000 | 1 | 0.05903% | 1
398 | VECOW CONTROLLER DANIELI ECS-8000 | 500000 | 1 | 0.7379% | 1
399 | N/W PASSIVE DEVICE CAT 6 CABLE | 13950 | 1 | 0.02059% | 1
400 | LFT SPR;PCB ASY_MPUS_SMD VER_TIC-II | 38238 | 1 | 0.05643% | 1
401 | NW SPARES;CAT-6 UTP LSZH CABLE 305 METER | 1381.38 | 0.23 | 0.002039% | 1

## Cost Pareto
S.No. | Item Description | Total Value(INR) | Sum of Total value (INR)
1 | DRIVE MODL;60 KVAABB ACS880 415 VACS88 | 4800000 | 7.083%
2 | DRIVE MODL;45 KWABB ACS880 415 VACS880 | 4480000 | 6.611%
3 | ELTRNC CARD;INVERTER | 3200000 | 4.722%
4 | TABLET;WINMATE M133W TABLET PC WLAN/BL | 2121735.74 | 3.131%
5 | POWR SPLY;220VAC100KV200MA | 1583860 | 2.337%
6 | DRIVE MODL;32AABBACS880415V | 1560000 | 2.302%
7 | LV VFD;32 ACROSS TRAVEL THREE 415 V | 1540000 | 2.273%
8 | FIFE STRIP CENTER GUIDING EQPT MAXCESS | 1400000 | 2.066%
9 | POWR SPLY;110VAC130KV3MA | 1369200 | 2.021%
10 | LOAD CELL SPR | 1350000 | 1.992%
11 | SFU;600 A4 1000 VACAC3 4 4 YES YE | 1100000 | 1.623%
12 | P.B SR71release for 3P ACB with CT | 971390 | 1.433%
13 | RELAY;NUMERICALMOTOR PROTECTION+/-2% | 925000 | 1.365%
14 | LT CBL;161.5MM2COPPER | 818750 | 1.208%
15 | WRLSS GATWY DVC;TRANSCEIVERPHOENIX | 812100 | 1.198%
16 | LV VFD;165KVAHOISTTHREE415V6 | 800000 | 1.181%
17 | LASER DISTANCE METER FERROTRON EOT CRA | 798500 | 1.178%
18 | LAMP;INFRA RED3800WNORMAL415VAC | 775750 | 1.145%
19 | BARCOD REDR;BARCODE SCANNER SYMBOL QR | 760000 | 1.122%
20 | EPC ALTERN LIGHT TRANSMITTER EMG EPC S | 718650 | 1.061%
21 | LUMR;FLOOD LIGHT150WAC140 - 270VNO | 711736 | 1.05%
22 | ENCODER;TACHO GENERATORBAUMER HUBNER | 695000 | 1.026%
23 | LT CBL;18 2.5 MM2COPPER SPECL POLY | 675680 | 0.9971%
24 | ENCODER;INCREMENTAL ROTARY ENCODER | 618759.4 | 0.9131%
25 | CRBN BRSH;EG14SIGNODE | 616000 | 0.909%
26 | CONTROLLER;JOYSTICK CONTROLLER500VAC | 610000 | 0.9002%
27 | AC MOTR;200 KW380 VSQUIRREL CAGE MILL | 600000 | 0.8854%
28 | SPL TRF;WELDER WELDING TRANSFORMER MEC | 600000 | 0.8854%
29 | CONTROL PANEL ABB 1SAP510100R0001 | 600000 | 0.8854%
30 | PLC SPR;TERMINAL MODULEABBTU830V1 | 578772.72 | 0.8541%
31 | FIELD SNSR;TEMPOSONICMTS SENSORS24VDC | 570000 | 0.8412%
32 | VECOW CONTROLLER DANIELI ECS-8000 | 500000 | 0.7379%
33 | BARCOD REDR;ASSEMBLY INTERMEC VEHICLE | 500000 | 0.7379%
34 | SPL INST;TEMPERATURE STICKER TEMPERATUR | 486900 | 0.7185%
35 | LUMR;WELL GLASS29WAC140 - 270VNO | 465000 | 0.6862%
36 | WIRELESS FOR CAMERA EXTREME AP7562 | 450000 | 0.6641%
37 | AC MOTR;IE1 132 KW415 +/- 10% VSQUIRREL | 450000 | 0.6641%
38 | PROXIMITY;INDUCTIVE SENSOR14MM10-30V | 440000 | 0.6493%
39 | SPARE WHEEL DELACHAUX 8479 CRD SPA | 438072 | 0.6465%
40 | EL T&M INST;PROFIBUS DIAGNOSTIC TOOL KIT | 420000 | 0.6198%
41 | FIELD SNSRLASERSICK10-30VDC4-20MAWL | 409160 | 0.6038%
42 | 800A SPECTRONIC RELEASE RMS7 GE AIR | 395000 | 0.5829%
43 | VISUALS;STOP ALUMINIUM ALLOYS 63*27* | 391200 | 0.5773%
44 | FIELD SNSRDISTANCESICK10-30VDC4-20MA | 365000 | 0.5386%
45 | WRLESS DVCE SPR;I/O EXTENSION MODULE | 350000 | 0.5165%
46 | AIR CIRCUIT BREAKER 3200A(EDO)TYPE CN-3T | 340763.5 | 0.5029%
47 | LMT SWTCH;ROTARYHEAVYSWITCHING4A | 330000 | 0.487%
48 | SPL MOTR;SCRAP BALLER MOTOR SEW EURO D | 320000 | 0.4722%
49 | ELTNC CARD;CPCELECTRONIC BOARDEMG | 320000 | 0.4722%
50 | CRBN BRSH;EG14DELACHAUX | 314100 | 0.4635%
51 | PROPORTIONAL VALVE CONTROL PROPORTIONA | 310000 | 0.4575%
52 | ACB;3200A3AC690VFLUSH MOUNTING50HZ | 300000 | 0.4427%
53 | 3.3KV ELECT INSULATING MATWITH PASTING | 300000 | 0.4427%
54 | SPL INST;TEMP. PROGRAM CONTROLLER I/P - | 288000 | 0.425%
55 | BATTERYSMFUPS12V65AMHBOLT-ON50-CN | 288000 | 0.425%
56 | IND LAMP;WHITE 230 VACEMERGENCY LIGHT | 280000 | 0.4132%
57 | DRIV SPR;BRANCHING UNITEABB | 279400 | 0.4123%
58 | LMT SWTCH;ROTARYHEAVYSNAP ACTION10A | 255520 | 0.3771%
59 | FIELD SNSR;POSITION TRANSDUCERBALLUFF | 255000 | 0.3763%
60 | L & T MAKE AIR CIRCUIT BREAKER | 246577.1 | 0.3639%
61 | DISPLAY;8 IN90-230 VACDIGITAL 60 WET | 240000 | 0.3542%
62 | COMN MODM;RS 232 TO RS 422/485 CONVERTER | 230000 | 0.3394%
63 | CHN CNVYR;DRAG CHAINKABELSCHLEPP | 225548.75 | 0.3328%
64 | CNTRLR;JOYSTICK CONTROLLER 220 VACDIGI | 225257.6 | 0.3324%
65 | PUSH BTN;ILLUMINATED PUSH BUTTON RED A | 225000 | 0.332%
66 | PWR DSTBN PNL;POWER COLLECTOR ENGINEER | 223750 | 0.3302%
67 | FIELD SNSR;PHOTO SENSORBALLUFF24VDC | 219300 | 0.3236%
68 | PLC PANEL TENSIOMETER PANEL UPGRADE | 218230.05 | 0.322%
69 | SWTCH SLCTR;10A3 SPRING RETURN110VNO | 210238.64 | 0.3103%
70 | NW SPARES;HHT CRADLE ADAPTER HP-A0502R3 | 210000 | 0.3099%
71 | PHOTOELECTRIC SENSOR BALLUFF COIL CAR | 206288 | 0.3044%
72 | SPL MOTR;SHUTTLE MOTOR | 200000 | 0.2951%
73 | WIRELESS GTWY;INDUSTRIAL COMM. GATEWAY | 200000 | 0.2951%
74 | PWR DSTBN PNL;HV SHROUD FARA HVA2400 | 196000 | 0.2892%
75 | FIELD SNSR | 195000 | 0.2878%
76 | MCCB;32A3415V50KAAC50HZ1NO+1NC | 194025 | 0.2863%
77 | POWER COLLECTOR ENGINEERING SPARES OF I | 193050 | 0.2849%
78 | ENCODER;TACHO GENERATORBAUMER | 191000 | 0.2819%
79 | ELECT CNNTR;FEMALEPROXIMITY CONNECTOR | 183285.95 | 0.2705%
80 | FLD SNSR;ULTRASONIC LEVEL PEPPERL+FUCH | 182852 | 0.2698%
81 | SOFTWARE FOR OPC UA WAGO 2759-0101/111 | 180923 | 0.267%
82 | EXTN BRD;CABLE REEL25M3C X 2.5MM2 | 180039.6 | 0.2657%
83 | FIELD SNSR;PHOTO SENSORTELCO24VDC | 180000 | 0.2656%
84 | NW SPARES;HHT CRADLE CHARGER CRD9000-10 | 180000 | 0.2656%
85 | FIELD SNSRINDUCTIVEIFM10-30VDC250MA | 165307.12 | 0.2439%
86 | NW SPARES;HHT BATTERY 82-111734-01 | 160000 | 0.2361%
87 | ENCODER;ABSOLUTE ROTARY ENCODER | 160000 | 0.2361%
88 | HYDRAULIC AMPLIFIER CARD REXROTH VT-V | 160000 | 0.2361%
89 | 3M White Sticker Board | 154600 | 0.2281%
90 | IND LAMP;RED 230 VACINDICATION LAMP | 153860.8 | 0.2271%
91 | THRMPCL;CROMEL + ALUMINA SS 316 0.35 | 151250 | 0.2232%
92 | SPL MOTR;CONICAL ROTOR BRAKE MOTOR DEMA | 151236 | 0.2232%
93 | SPL INST;ULTRASONIC LEVEL CONTROLLER 1 | 150820 | 0.2226%
94 | LMT SW;ROLLER LEVER HEAVY DUTY NOSCO | 150000 | 0.2214%
95 | WALKIE TALKIE;HANDHELD TWO WAY1612HR | 150000 | 0.2214%
96 | ENCODR;ABSOLUTE ROTARY ENCODER SICK DF | 150000 | 0.2214%
97 | WELDER FLEXIB COPP LINK MECHELONIC ENG | 148000 | 0.2184%
98 | BRAKE;150MMELECTROMAGNETICDRUM | 142464 | 0.2102%
99 | PLC SPR;ANALOG OUTPUT MODULEPHOENIX | 142218 | 0.2099%
100 | PLC SPR;ANALOG INPUT MODULEPHOENIX | 142074 | 0.2097%
101 | BRKE ACC;BRAKE SHOE WITH LINERBCHBCH | 140560 | 0.2074%
102 | FIELD SNSR;ULTRASONIC SWITCHES | 140000 | 0.2066%
103 | EL T&M INST | 137000 | 0.2022%
104 | SPL INST;MICRO PRISMATIC SHEET WHITE C | 136000 | 0.2007%
105 | RELAY;ELECTRONICTRANSFORMER PROTECTION | 132000 | 0.1948%
106 | MESRG ISNT;ELECTRONICS MOTOR CHECKER E | 127000 | 0.1874%
107 | LT CBL;44MM2COPPER | 125000 | 0.1845%
108 | SPL MOTR;TONG OPEN CLOSE MOTORUIKER | 123973.2 | 0.1829%
109 | LT CBL;8 NOT APPLICABLE COPPER 4 | 123808 | 0.1827%
110 | CONTOL PANEL FOR SENSOR VIRTUAL O1D105 | 120840 | 0.1783%
111 | FIELD SNSR;PHOTO SENSORIFM10-36VDC | 120400 | 0.1777%
112 | FIELD SNSR;PHOTO SENSOROMRON24VNO/NC | 120000 | 0.1771%
113 | PROXIMITY;INDUCTIVE SENSOR15MM10-30V | 120000 | 0.1771%
114 | SPL MOTR;0.55KW 54RPM GEARED MOTOR | 120000 | 0.1771%
115 | ELTRNC CARD;INVERTER TRIPPING CONTROL | 120000 | 0.1771%
116 | CNTCR;32 A2 230 VDCPOWER 750 VDCDC | 120000 | 0.1771%
117 | EL CNCTR;MALE AND FEMALE GENERAL PURPOS | 110000 | 0.1623%
118 | PROXMTY;INDUCTIVE 20 MM10-36 VIP67 | 110000 | 0.1623%
119 | CONFIGURATION MEMORY PHOENIX 2902814 | 108000 | 0.1594%
120 | BATTERY;SMFUPS12V26AMHBOLT- ON50oC | 104320 | 0.1539%
121 | FIELD SNSRDIFFUSE REFLECTIONIFM ELECTR | 100000 | 0.1476%
122 | RED & WHITE CONSPICUITY ROLL981-3263M | 100000 | 0.1476%
123 | LT CBL;42.5MM2COPPER | 100000 | 0.1476%
124 | BRAKE ASSEMBLY INTORQ GMBH GERMANY DA | 100000 | 0.1476%
125 | FIELD SNSR;PHOTO SENSORTELCO24V | 100000 | 0.1476%
126 | COOLING FAN EBMPAPAST ACS800-704-0640- | 100000 | 0.1476%
127 | OPTL PHTSNSR;RETRO-REFLECTIVE SENSOR L | 100000 | 0.1476%
128 | PLC SPR;PLC SSI MODULESIEMENS | 100000 | 0.1476%
129 | POWER DISTRIBUTION ACCESSORIES | 99980 | 0.1475%
130 | PAINTSPECIAL;Z109 NEUGENIC | 99750 | 0.1472%
131 | THRMPCL;CHROMEL ALUMEL SS 316 0.5 M | 99200 | 0.1464%
132 | BRAK;13 INELECTROMAGNETIC SHUNT DC SI | 98616.57 | 0.1455%
133 | LAMP;TUBE LIGHT36W2PIN230VAC | 95775 | 0.1413%
134 | PROXMTY;INDUCTIVE 8 MM10-30 VIP65 | 95000 | 0.1402%
135 | LUMR;TUBE T813WAC140 - 270VNOYES | 93750 | 0.1383%
136 | WIRELESS GTWY;ANTENNA PHOENIX RAD-ISM- | 93600 | 0.1381%
137 | HOOTER;ELECTRONICSINGLE1KM220VSTEEL | 92816.8 | 0.137%
138 | CANTEEN EDIBLES ( milk ) | 91486.32 | 0.135%
139 | ELTNC CARD;PLCPOWER SUPPLY CARD | 90000 | 0.1328%
140 | ELTNC CARD;MEASUREMENTECU 01.2 DISPLAY | 87835 | 0.1296%
141 | LMT SWTCH;LEVER LIMIT SWITCHCONTINUOUS | 85000 | 0.1254%
142 | ENCODER;INCREMENTAL ROTARY ENCODERBEI | 85000 | 0.1254%
143 | SPL CBL;HIGH VOLTAGE CABLEPEA-BODY | 84760 | 0.1251%
144 | SPL INST;HUMIDITY CUM TEMP CONTROLLER H | 84000 | 0.124%
145 | LT CBL;4X2X0.750.75MM2COPPERHR PVC | 83000 | 0.1225%
146 | FUSE;HRC AC 500 V100 A80 KANO NO S | 80000 | 0.1181%
147 | SFTY JCKT;HT ELECTRIC ARC FLASH SUIT KIT | 80000 | 0.1181%
148 | OPTO AMPLIFIER RAJDEEP INDUSTRIAL AN | 80000 | 0.1181%
149 | FUSE;HBC AC 660 V200 A80 KANO SPECI | 80000 | 0.1181%
150 | NW SPARES;NETWORK CONTROLLER ETHIO 2.0 | 80000 | 0.1181%
151 | FIELD SNSR;PHOTO SWITCHALLEN BRADELEY | 80000 | 0.1181%
152 | PROXIMITY;INDUCTIVE SENSOR15MM20-250V | 80000 | 0.1181%
153 | ELTNC CARD;EPC SPAREDISPLAY CARDEMG | 79850 | 0.1178%
154 | LV HAND GLOVES;8 | 79246.1 | 0.1169%
155 | SPM - CABLE FOR COIL CAR ENCODER | 76980 | 0.1136%
156 | PLC SPR;COMMUNICATION MODULEABBCI801 | 76720 | 0.1132%
157 | WRLESS DVCE SPR;PANELPA25696 | 75222 | 0.111%
158 | PLC SPR;FRONT CONNECTORSIEMENS | 75000 | 0.1107%
159 | E-SATHERM PLATE SKPL SU/SP0010/010 | 75000 | 0.1107%
160 | ELCT T&M INST;HAND HELD VIBROMETER908 | 72072.5 | 0.1064%
161 | FUSE;CARTRIDGE AC 690 V1250 A200 KA | 72000 | 0.1063%
162 | DRIVE SPRPROFIBUS DP MODULEABBRPBA-01P | 70000 | 0.1033%
163 | DSL INSULATOR ENGINEERING SPARES OF IND | 70000 | 0.1033%
164 | LT CBL;31.5MM2COPPERPVC | 65391 | 0.0965%
165 | PROXIMITYINDUCTIVE SWITCH15MM10-36VI | 65091.6 | 0.09606%
166 | OPTL PHSNSR;SENSORLAZERRED10 TO 30 | 65000 | 0.09592%
167 | FIELD SNSR;MAGNETIC RING FOR LDT | 64000 | 0.09445%
168 | PUSH BTTN;EMERGENCY PUSH BUTTONRED | 61119 | 0.09019%
169 | LT CBL;41.5MM2COPPERHR PVC | 60000 | 0.08854%
170 | PROXMTY;INDUCTIVE 40 MM10-30 VIP65 | 60000 | 0.08854%
171 | SANITIZER REFILLPRODUCT CODE: 572004 | 58996 | 0.08706%
172 | LV HAND GLOVES;10 | 56846.1 | 0.08389%
173 | ECL - OMRON RELAY | 56700 | 0.08367%
174 | LT CBL;1 PVC-ST2-FRLSH COPPER 35 | 56000 | 0.08264%
175 | INDICATOR;4-20MA7 SEGMENT DISPLAY | 55400 | 0.08175%
176 | FUSE;SEMICONDUCTOR550A690V200KAYES | 54600 | 0.08057%
177 | SPL MACHINE TOOL;FERRULE MACHINE | 53000 | 0.07821%
178 | PROGRAMMABLE HOOTER WITH FLASHER | 52578.9 | 0.07759%
179 | GLND CBL;DOUBLE COMPRESSIONBRASS35MM | 52500 | 0.07747%
180 | FIELD SNSR;PHOTO SWITCHALLEN BRADELLY | 51200 | 0.07556%
181 | LT CBL;101.5MM2ANNEALED TINNED COPPER | 50000 | 0.07379%
182 | SLCTR SW;5 A1P 3POSITION 230 VNO 55 | 50000 | 0.07379%
183 | PROXIMITY;INDUCTIVE SENSOR10MM20-250V | 50000 | 0.07379%
184 | ELECTRONIC INSTTESTNG & MSRNGHAND HELD | 50000 | 0.07379%
185 | EL BOX;JUNCTION BOX 415 VBASE OUTDOOR | 50000 | 0.07379%
186 | TRUE-RMS METER FOR PRECISE MEASUREMENT | 49680 | 0.07331%
187 | TRUE RMS DMM INDUSTRIAL WITH BACKLIGHT & | 49680 | 0.07331%
188 | DRIVE ISOLATOR HANDLE | 49010 | 0.07232%
189 | FIELD SNSR;PRESSURE SWITCHHYDAC24VDC | 48000 | 0.07083%
190 | POWER SUPPLY240VAC24VDC2A2938730PHO | 48000 | 0.07083%
191 | PROXMTY;INDUCTIVE 15 MM12-48 VIP67 . | 48000 | 0.07083%
192 | SWTCH SLCTR;16A3 SPRING RETURN415VNO | 48000 | 0.07083%
193 | HND OPTD TRLY;200 KGMANUAL BALL BEARIN | 47911.92 | 0.0707%
194 | INSLTG MTR;HT TAPE PVC FLAME RESISTANT | 47770 | 0.07049%
195 | CTRL TRF;0.15 KVATHREE DRY 415 V | 47000 | 0.06936%
196 | RS-485 SERIAL INTERFACE WAGO 750-653/0 | 46012 | 0.0679%
197 | ED USER COM SPR;2 TB PORTABLE HARD DISK | 43576 | 0.06431%
198 | GLND CBL;DOUBLE COMPRESSIONBRASS32MM | 42500 | 0.06272%
199 | FLXBL CNDUIT1-1/2PVCFLEXIBLENO ACCE | 42500 | 0.06272%
200 | SANITIZER DISPENSERCODE: 272012PURELL | 40535 | 0.05982%
201 | PUSH BTTN;ILLUMINATEDREDSCHNEIDER | 40355.4 | 0.05955%
202 | DRIVE MODL;7.5 KWSIEMENS SINAMICS G20 3 | 40000 | 0.05903%
203 | POWER PACK WITHOUT DELAY RAJDEEP INDUS | 40000 | 0.05903%
204 | FUSE;HRC SEMICONDUCTOR630A690V100KA | 40000 | 0.05903%
205 | SPL LGHT;LED TRAFFIC GREEN NO NO 220 | 40000 | 0.05903%
206 | MESRG ISNT;PAPER TYPE TEMPERATURE STICK | 40000 | 0.05903%
207 | SCADA SOFTWARE ADVANTECH WA-PRO-MA75 | 40000 | 0.05903%
208 | FUSE;HRC AC 690 V1250 A200 KAY | 40000 | 0.05903%
209 | OPTL PHTSNSR;THROUGH BEAM PHOTOELE. SENS | 40000 | 0.05903%
210 | INST SPR;PRESSURE SWITCHHYDAC | 40000 | 0.05903%
211 | RELAYNO MODIFIERMOTOR PROTECTION IN VF | 40000 | 0.05903%
212 | LASER EYE SENSOR BANNER EDGE BAFFLE | 40000 | 0.05903%
213 | ELTRNC CARD;POWER SUPPLY | 40000 | 0.05903%
214 | PUSH BTTN;ILLUMINATEDGREENSCHNEIDER | 39875.4 | 0.05884%
215 | FUSE;HRC AC 500 V50 A125 KAYES NO | 39000 | 0.05755%
216 | N/WPASSIVE DEVICE NETWORK RACK | 38954.98 | 0.05749%
217 | Spring Return Switch | 38438.4 | 0.05672%
218 | LFT SPR;PCB ASY_MPUS_SMD VER_TIC-II | 38238 | 0.05643%
219 | LADDER FOLDABLE 8 FTFIBRE REINFORC | 38000 | 0.05608%
220 | MOTOR PROTECTION RELAY | 37521 | 0.05537%
221 | FUSE;SEMICONDUCTOR315A690V200KAAC | 37500 | 0.05534%
222 | AC MOTR;1.5KW415 V AC +10/-15% | 37000 | 0.0546%
223 | PFC200 CONTROLLER WAGO 750-8202/025-00 | 36184 | 0.0534%
224 | FUSE;CARTRIDGE AC 690 V25 A71 KAYES | 36000 | 0.05313%
225 | FUSE;SEMICONDUCTOR350A660V200KAYES | 36000 | 0.05313%
226 | ELECT BOX;JUNCTION BOXUP TO 1.1KVWALL | 35000 | 0.05165%
227 | LADDER FOLDABLE 6 FTFIBRE REINFORC | 34000 | 0.05017%
228 | SPL CBL;4 PAIR TWISTED SCREENED CABLE | 33900 | 0.05003%
229 | STRTR MOTR;30.1KW415V | 32000 | 0.04722%
230 | DOOR LOCK THYSSENKRUPP LIFT THYSSE | 31500 | 0.04648%
231 | LV HAND GLOVES;9 | 30948.7 | 0.04567%
232 | SOFTWARE;TRUE IMAGE ACRONIS CLIENT LIC | 30400 | 0.04486%
233 | TAP;NO SPECIAL FEATURES RIGHT HAND M3- | 30000 | 0.04427%
234 | FIELD SNSR;PHOTO SENSORIFM10 - 30VDC | 30000 | 0.04427%
235 | FIELD SNSR;POTENTIOMETER -PF7 | 30000 | 0.04427%
236 | SPL MOTR;EPC MOTOREMG AUTOMATION | 30000 | 0.04427%
237 | FLXBL CNDUIT2PVCFLEXIBLENO ACCESSOR | 30000 | 0.04427%
238 | CCTV VARIFOCAL LENS SAMSUNG SLA-550DV | 30000 | 0.04427%
239 | BRKE ACC;BRAKE COILBCHBCHPD-3026-15 | 30000 | 0.04427%
240 | PLC SPR;DIGITAL INPUT MODULESIEMENS | 30000 | 0.04427%
241 | GLND CBL;DOUBLE COMPRESSIONBRASS28MM | 30000 | 0.04427%
242 | PROXIMITY;INDUCTIVE SENSOR20MM10-30V | 30000 | 0.04427%
243 | WRLESS DVCE SPR;ANTENNA CABLE2702140 | 29340 | 0.0433%
244 | CANTEEN EDIBLES TATA TEA | 28036.02 | 0.04137%
245 | LAB ACCS;ANTI-STATIC BAG-ELECTRONIC LAB | 27362 | 0.04038%
246 | FLXBL CNDUIT1PVCFLEXIBLENO ACCESSOR | 27000 | 0.03984%
247 | FIELD SNSR;PROXIMITYTELCO10 - 30VDC | 25500 | 0.03763%
248 | COMTR SPR;BLACK COLOUR CATRIDGEHP | 25296 | 0.03733%
249 | SIMATIC S7-200 SMART CPU ST40 SIEMENS | 25000 | 0.03689%
250 | PROPORTIONAL VALVE CONTROL CARD HOLDER | 25000 | 0.03689%
251 | O-RING;VITON 270 MM5 MM280 MM70 | 25000 | 0.03689%
252 | GLND CBL;DOUBLE COMPRESSIONBRASS25MM | 25000 | 0.03689%
253 | VISOR;205 X 390 MM1 MMCLER VISON POL | 24800 | 0.0366%
254 | SW GR&CB SPRAUX CONTACTABBCONTACTORC | 24168 | 0.03567%
255 | HOTR;ELECTRONIC SINGLE 100 DB AT 1 M | 24168 | 0.03567%
256 | AC MOTR;5.5KW415VACSQUIRREL CAGE | 24000 | 0.03542%
257 | 16-CHANNEL DIGITAL OUTPUT WAGO 750-150 | 23348 | 0.03445%
258 | AC MOTR;2.2KW415 V AC +10/-15% | 23000 | 0.03394%
259 | VISOR;250 MM X 175 MM (W X H) MMNA S | 22500 | 0.0332%
260 | ELTRNC CARDPLCFRONT CONNECTORSIEMENS | 22500 | 0.0332%
261 | RELAY;ELECTROMECHANICALGENERAL PURPOSE | 22500 | 0.0332%
262 | DCS SPRFL CAT6 PATCHPHOENIXPART NO : | 20258 | 0.0299%
263 | PLC SPR;BUS CONNECTORSIEMENS | 20000 | 0.02951%
264 | LAMP;LED TUBE30W2PIN230VAC | 20000 | 0.02951%
265 | WRLESS DVCE SPR;USB DATA CABLE2903447 | 20000 | 0.02951%
266 | WRLESS DVCE SPRPALMICGM300/950MOTOROL | 20000 | 0.02951%
267 | FIELD SNSR;PROXIMITY SWITCHIFM | 19500 | 0.02878%
268 | LV ARC FLASH JACKET (MEDIUM)COLOUR:BLUE | 19500 | 0.02878%
269 | ED USER COM SPRBLACK ON WHITE TAPE CART | 19400 | 0.02863%
270 | PNMTC SYS SPR;PRESSURE SWITCHNORGREN | 18000 | 0.02656%
271 | TERMINAL BLOCK PHOENIX CONTACT PLC PAN | 17500 | 0.02582%
272 | GLND CBL;DOUBLE COMPRESSIONBRASS12MM | 17500 | 0.02582%
273 | CRANE SAFETY LED SPOT LIGHT II-SPOT-LED | 16500 | 0.02435%
274 | HOOTER;ELECTRONICSINGLE500M220V | 16500 | 0.02435%
275 | POWER SUPPLY;240VAC12VDC2A | 16320 | 0.02408%
276 | GLND CBL;DOUBLE COMPRESSIONBRASS16MM | 16250 | 0.02398%
277 | N/W PASSIVE DEVICE FO CABLE | 16244 | 0.02397%
278 | SEMI FUSE20A1KV125KAYES78.5 X 60 X | 16000 | 0.02361%
279 | DRIV SPR;CONTROL UNIT CU-240E-2SIEMENS | 16000 | 0.02361%
280 | FUSE;SEMICONDUCTOR100A690V200KAYES | 16000 | 0.02361%
281 | LFT SPR;CABIN FAN 300MM SWEEP | 15276 | 0.02254%
282 | DIODESWITCHING1000V3ADO-201ADUF5408 | 15000 | 0.02214%
283 | GLND CBL;DOUBLE COMPRESSIONBRASS19MM | 15000 | 0.02214%
284 | SPL INST;THERMOSTAT 52 DEGREE CENTIGRA | 15000 | 0.02214%
285 | SPL INST;THERMOSTAT 63 DEGREE CENTIGRA | 15000 | 0.02214%
286 | TEST LEAD SET. | 14750 | 0.02177%
287 | HOOTER;ELECTRONICSINGLE400M24VDC | 14570 | 0.0215%
288 | VISOR;205 X 390 MM1 MMCLEAR POLYCARB | 14025 | 0.0207%
289 | N/W PASSIVE DEVICE CAT 6 CABLE | 13950 | 0.02059%
290 | STRETCH WRAPPING FILM PLASTIC 150 MM X | 13950 | 0.02059%
291 | VC SPR;SLIDE CHANGER CUM POINTERNOS | 13800 | 0.02036%
292 | CAMERA FOR INSPECTION STANDARD | 12800 | 0.01889%
293 | SLDRG STN;PRINTED CIRCUIT 25 W230 VAC | 12500 | 0.01845%
294 | SFTY FLAG | 12000 | 0.01771%
295 | GOGGLS;ANTI FOG GOGGLES 2 MMPOLYCARB | 12000 | 0.01771%
296 | Art Paper4ColorDigitaldblemorethan50 | 11732.5 | 0.01731%
297 | CBL SCKTRING35MM2COPPERCRIMPING6.6K | 11000 | 0.01623%
298 | WATER BOTTLE MILTON ANY STAINLESS STE | 10263 | 0.01515%
299 | SCRDRIVE X HD;5.0X0.6 MM125 MM230 MMMOL | 10000 | 0.01476%
300 | FUSE;HRC AC 415 V63 A80 KA14X51 MM | 10000 | 0.01476%
301 | TERMINAL BLOCK PHOENIX CONTACT ELECTRI | 10000 | 0.01476%
302 | FUSE;SEMICONDUCTOR63A690V200KAYES | 10000 | 0.01476%
303 | SW GR&CB SPR;FUSE TERMINALPHOENIX | 10000 | 0.01476%
304 | RELAYNO MODIFIERSIEMENS PLC99%PLUG I | 10000 | 0.01476%
305 | ECO PRIMARY SMPS5A24 VDC WAGO 787-72 | 9680 | 0.01428%
306 | IP-55POWDER COATED BOX300x300x200 MM | 9650 | 0.01424%
307 | SEMI FUSE50A660V200KASIZE 000ACNO | 9600 | 0.01417%
308 | UNIVERSAL RAIL MOUNTING TERMINAL 2.5SQMM | 9576 | 0.01413%
309 | UNIVERSAL RAIL MOUNTING TERMINAL4 SQMM | 9576 | 0.01413%
310 | SLDRNG WIRE;SOLDERING WIRE18SWG | 9437.4 | 0.01393%
311 | TYPE-LL1AC11 AT 415V DC11 AT 230V | 9216 | 0.0136%
312 | UNIVERSAL RAIL MOUNTING TERMINAL10SQMM | 9078 | 0.0134%
313 | ALCOHOL RUBIN STERILE HAND DIS 500 MLN | 9000 | 0.01328%
314 | BOLT ;SLOTTED HEX HEAD5MM40MM8.8 | 9000 | 0.01328%
315 | LMT SW;MICRO SWITCH CONTINUOUS CONTA | 9000 | 0.01328%
316 | BOLT ;SLOTTED HEX HEAD4MM40MM8.8 | 8800 | 0.01299%
317 | NW TRVR;SFP 100BASE-FX(D-LINK/DIGISOL) | 8750 | 0.01291%
318 | NW SPARES;CAT-6 UTP FRPVC JACKET LSZH | 8505.28 | 0.01255%
319 | EDIBLE;GLUCON D500 GMS PACKET | 8366.6 | 0.01235%
320 | CBL SCKT;SHORT BARREL FLAT240MM2 | 8000 | 0.01181%
321 | CONT BLK;ELECTRICAL PANELTEKNICNO1 | 7600 | 0.01122%
322 | LMT SW;ROLLER LEVER HEAVY NORMALY OP | 7500 | 0.01107%
323 | CBL SCKTSHORT BARREL FLAT240MM2COPPER | 7500 | 0.01107%
324 | SPL INST;RTD PT-100 3 WIRE SIMPLEX E | 7500 | 0.01107%
325 | ED USER COM SPR;TRI COLOR CARTRIDGE | 7320 | 0.0108%
326 | FIELD SNSR;LEVEL SWITCH | 7252.5 | 0.0107%
327 | CRMP WRNCH;CABLE LUG 0.5-6 MM2YES UPT | 7000 | 0.01033%
328 | SAFETY ALARM FOR CRANE | 6852.6 | 0.01011%
329 | EL ISLTR;MANUALLY 500 V2 NOS32 A230 | 6480 | 0.009563%
330 | INSTRMNT MSRNG;LASERTHERMOMETERFLUKE | 6400 | 0.009445%
331 | ELECTRIC KETTLE 1.8 LTR MAKE : MAHARAJA | 6380 | 0.009415%
332 | UNIVERSAL RAIL MOUNTING TERMINAL6 SQMM | 6365 | 0.009393%
333 | ED USER COM SPR;BLACK CARTRIDGEPRINTER | 6312 | 0.009315%
334 | EL CNCTR;FEMALE COMMUNICATION 9 50 V | 6000 | 0.008854%
335 | SLTD SCRW DRIVER;2.5 MM0.8 MM50 MM150 M | 6000 | 0.008854%
336 | EL CNCTR;D TYPE COMMUNICATION 9 50 V | 6000 | 0.008854%
337 | UTLTY TOOLS;LADDER | 5984 | 0.008831%
338 | SWTCH SLCTR;10A4POLE4WAY415VNO50oC | 5250 | 0.007747%
339 | SINGLE GONG BELL APPROVED SIGNAL ALARM | 5000 | 0.007379%
340 | PLC SPR;CONNECTORSIEMENS | 5000 | 0.007379%
341 | SLDRNG WIR;SOLDERING WIRE 24 SWG60% | 5000 | 0.007379%
342 | CRMP WRNCH;LT CABLE LUG CRIPMPING 16 -3 | 5000 | 0.007379%
343 | TWST DRLL;10.8MMMORSE TAPER94MM175MM | 5000 | 0.007379%
344 | TWST DRLL;114MM156MM12.5MMSTRAIGHT | 5000 | 0.007379%
345 | END MODULE WAGO 750-600 | 4812 | 0.007101%
346 | SLIPPERS FOR CONTROL ROOM | 4800 | 0.007083%
347 | CBL SCKT;TUBE6MM2COPPERCRIMPING | 4800 | 0.007083%
348 | CBL SCKT;TUBE4MM2COPPERCRIMPING | 4800 | 0.007083%
349 | CCTV CAMERA ADAPTER ANY REPUTED ANY | 4800 | 0.007083%
350 | CAT 6 Patch Cord - 15 Mtr | 4725 | 0.006973%
351 | Antifog goggles | 4650 | 0.006862%
352 | ArtPaper4ColorDigi.singlemorethan50 | 4322.5 | 0.006379%
353 | CBL SCKTRING16MM2COPPERCRIMPINGUP T | 4025 | 0.00594%
354 | BOLT ;SLOTTED HEX HEAD6MM40MM8.8 | 4000 | 0.005903%
355 | BOLT ;HEX HEAD4MM15MM70SS304 | 4000 | 0.005903%
356 | CBL SCKT;TUBE2.5MM2COPPERCRIMPING | 4000 | 0.005903%
357 | LV ARC FLASH JACKET (LARGE)COLOUR:BLUE | 3900 | 0.005755%
358 | SUGAR | 3873.83 | 0.005717%
359 | CONT BLK;ELECTRICAL PANELTEKNIC1NO | 3800 | 0.005608%
360 | SPL INST;VALVE CONNECTOR RECTANGULAR 3 | 3500 | 0.005165%
361 | NW SPARES;SC-SC FO PATCH CORD OS2 SM 3M | 3364.72 | 0.004965%
362 | INSULATING MATLTAPEADHESIVE (PVC)19MM | 3289.5 | 0.004854%
363 | CBL SCKT;TUBE1MM2COPPERCRIMPING | 3200 | 0.004722%
364 | CBL SCKT;TUBE1.5MM2COPPERCRIMPING | 3200 | 0.004722%
365 | RTD;SIMPLEX PT100 3WIRE +/-0.05 % | 3200 | 0.004722%
366 | OFFC ACCS;WIRELESS MOUSE {HP X3500} | 3189 | 0.004706%
367 | BATTERY;LITHIUM IONPOWER BACK UP3.6V | 3150 | 0.004648%
368 | HCKSAW BLD;150 MM,HIGH SPEED STEEL ,6. | 3100 | 0.004575%
369 | COMTR SPR;STEREO SPEAKER SETLOGITECH | 3040 | 0.004486%
370 | CBL SKT;RING 16 MM2COPPER CRIMPING 1 | 3000 | 0.004427%
371 | TAG;CAUTION TAG-RED RED ONE SIDEWHITE | 3000 | 0.004427%
372 | O-RING;VITON 235 MM5 MM245 MM70 | 3000 | 0.004427%
373 | BRKE ACC;WEDGEBCHBCHPD-3026-15 | 3000 | 0.004427%
374 | ALL IN ONE LAPTOP STAND STANDARD GLA | 2718 | 0.004011%
375 | LV ARC FLASH JACKET (XL)COLOUR:BLUE | 2340 | 0.003453%
376 | LAMPHALOGEN500WR-7220-240VWITH QUAR | 2250 | 0.00332%
377 | CAPACITOR;ALUMINIUM ELECTROLYTIC2.5uF | 2220 | 0.003276%
378 | OFFC ACCS;UMBRELLA | 2100 | 0.003099%
379 | BOLT ;HEX HEAD5MM25MM80SS304 | 2000 | 0.002951%
380 | Art PaperDigitalsinglesideupto 50 nos | 1818 | 0.002683%
381 | 0V ARC FLASH JACKET (SMALL)COLOUR:BLUE | 1560 | 0.002302%
382 | SHEET PROTECTOR (PACK OF 100) (A4-Size) | 1450 | 0.00214%
383 | HF FUSE 25ASF90152L&T | 1416.8 | 0.002091%
384 | HRC FUSE 6 AMPERES | 1416.8 | 0.002091%
385 | BOLT ;HEX HEAD4MM50MM80 | 1400 | 0.002066%
386 | HCKSAW;MANUAL ,D ,STEEL ,150 MM,BI-M | 1400 | 0.002066%
387 | NW SPARES;CAT-6 UTP LSZH CABLE 305 METER | 1381.38 | 0.002039%
388 | BOLT ;HEX HEAD3MM25MM80SS304 | 1200 | 0.001771%
389 | ORS POWDER SACHETS OF 21 GMS. NOS | 1185 | 0.001749%
390 | KOOL TWISTER 5 LTRS MILTON | 1040 | 0.001535%
391 | COMTR SPR;WIRELESS KEY & MOUSELOGITECH | 1013 | 0.001495%
392 | SLIPPERS FOR CONTROL ROOMANY | 800 | 0.001181%
393 | COMTR SPR;LAPTOP LOCKREPUTEDLAPTOP | 790 | 0.001166%
394 | CAT 6 Patch Cord - 2 Mtr | 700 | 0.001033%
395 | PATCH CRD;CAT6 UTP 2 MDIGILINK/TYCO R | 505.28 | 0.0007456%
396 | CAT6 RJ45 JACK MALE UNSHIELDED | 441.5 | 0.0006515%
397 | NW SPARES;CAT6 UTP TOOL-FREE I/O WITH FA | 238 | 0.0003512%
398 | NW SPARES;CAT-6 UTP PATCH CORD LSZH - 2 | 131 | 0.0001933%
399 | Metallic Spiral Binding upto 100 sheets | 28.88 | 4.262e-05%
400 | NW SPARES;CAT6 RJ45 JACK MALE UNSHIELDED | 6 | 8.854e-06%
This chart isn't available in your version of Excel. Editing this shape or saving this workbook into a different file format will permanently break the chart.
85,80%